## Revision History
Rev | Changes | Date | Culprit
1
1.1 | Updated the script to take POA irradiance from PVSyst to calculate Performance Ratio. Also updated to report annual GHI. | 2013-06-19 | CGR
1.15 | Updated the system configuration spreadsheet to take target AC capacity as input, and then size the plant MVA capacity according to power factor requirement. Added RAM pivot tables. | 2013-06-24 | CGR
1.16 | Added Capacity Factor output on the Financial Model Inputs sheet. | 2013-07-15 | CGR
1.17 | Boyega Ajayi - Formatting of Sheet | 2013-07-01 | BA
1.18 | Added user-entered definitions of utility "weekdays" on the TOD sheet | 2013-07-22 | CGR
1.19 | Added calculation of the plant's CEC defined AC capacity | 2013-08-15 | CGR
1.195 | Added Satcon PowerGate 210 kW capacity inverter | 2013-10-22 | CGR
1.196 | Added SMA 750 kVA inverter | 2013-12-05 | CGR

## Instruction Sheet
General
Determine Location (SolarReserve to provie Google KMZ)
Determine Project Paramaters and Limitations (I.e -MW AC Size, Tramsission , Technology, Solar Resource)
Step 1 - System Configuration Sheet
Use System Configuration Sheet to establish parameters for Scenarios
Step 2- Run Pvsyst for Different Scenarios and Output a CSV File
Dimension CAD should Name CSV File according to Naming Convention
Copy Parameters for PVsyst Run from System Configuration Sheet (Row 36-49) unto Financial Model Inputs Sheet (Row 5-15)
* Make sure Paramaetrs copied match CSV File
* Do not modify anything in Financial Model Inputs Sheet
Solar Resource
Meteonorm
Solar Prospector - NREL - Satellite
TMY 3 Data Set - NREL Met Stations
3 Tier - Satellite Data
Solar Anywhere
Technology
Singe Axis
Ground Mount
Default Equipment
Emerson Inverter
Canadian Solar Panel
Naming Convention | Example
DC Size | 50 MW DC
AC Size | 45 MW AC
GCR | 0.45
Technology (Single Axis or Ground Mount) | SAT
CSV Filename
50 MWDC_45MWAC_0.45GCR_SAT.csv
CSV File Outputs
System Operating Conditions
Energy Injected into Grid
Incident Irradiance in Collector Plane
Global Incident in coll.plane
Meteorological Data
Horizontal Global Irradiation

## System Configuration
Color Coding
Green | Copied
Blue | Input
Black | Calculation Result
Inputs
Target Configuration
Target Project Capacity (MWac) | 1.5
Power Factor Requirement | 0.96 |  |  | Inverter Current Derate Factor (100% = maximum)
Plant apparent power requirement [MVA] | 1.5625 |  |  | 100%
Target DC/AC Ratio | 1.11
Actual DC:AC Ratio | 1.1121
Electrical String Parameters |  |  | Select Module
# of Modules per String (in series) | 20 |  | Manufacturer | Canadian Solar
Minimum Vmpp search range | 489 |  | Model # | CS6X-305P
Effective Inverter Nameplate | 751.4535
Single Axis Tracker Layout Parameters |  |  | Select Inverter
Pitch/Row Spacing (CL - CL) | 18 | 5.4864 | Manufacturer | SMA |  | SAT Block EW Dimension, plus one road width [ft]
|  |  | Model # | 750 CP |  | 854.8217
Fixed Tilt Layout Parameters
Pitch/Row Spacing (CL - CL) ft | 15 | 4.572 |  |  |  | SAT Block NS Dimension, plus one road width [ft]
Tilt Angle | 20 |  |  |  |  | 446.6667
Desired Block AC Capacity | 1.5
[6 empty] | EW blocks | NS blocks | Total blocks | EW Layout dimension [m] | NS Layout dimension [m] | Area (Hectares)
Rows per tracker (3 of 4)
Temperature Information |  |  |  | 23
Minimum Daytime Temperature | 0 |  |  | Strings per block
Winter Operating Temperature | 15 |  |  | 274 |  | 16 | 3 | 48 | 4168.7943 | 408.432 | 170.2669
Summer Operating Temperature | 70 |  |  | SAT Strings per Block, based on layout information |  | 3 | 10 | 30 | 781.6489 | 1361.44 | 106.4168
DC Circuit Pmp @ Summer Operating Temperature (For APS RFP) | 2.022 |  |  | 274 |  | 8 | 13 | 104 | 2084.3972 | 1769.872 | 368.9116
FT Strings per block, based on layout information
288
Resulting PV System Parameters (See Below for PVSyst Inputs) | [5 empty] | SAT Block NS Dimension, plus one road width [m] | 136.144
Fixed Tilt |  |  |  | Single Axis Tracking |  | SAT Block EW Dimension, plus one road width [m] | 260.5496
Copy/Paste to Financial Model Inputs |  |  | Copy/Paste to Financial Model Inputs
Solar Panel | CS6X-305P |  | Solar Panel | CS6X-305P
Inverter | 750 CP |  | Inverter | 750 CP
Mounting System | Fixed Tilt |  | Mounting System | Single Axis Tracking
Minimum Land Requirement | 8.0458 |  | Minimum Land Requirement | 13.6072
Minimum Land Requirement (Ha) | 3.2574 |  | Minimum Land Requirement (Ha) | 5.509
GCR | 51.43% |  | GCR | 29.67%
DC Capacity | 2.5071 |  | DC Capacity | 2.5071
DC Capacity [PTC Conditions] | 2.2605 |  | DC Capacity [PTC Conditions] | 2.2605
AC Capacity | 2.2544 |  | AC Capacity | 2.2544
AC Capacity [CEC] | 2.1884 |  | AC Capacity [CEC] | 2.1884
DCAC | 1.1121 |  | DCAC | 1.1121
Tilt Angle | 20 |  | Tilt Angle | 0
# Blocks | 1.5 |  | # Blocks | 1.5
Solar Module
Rated Power (W @STC) | 305
Length (in) | 76.93 |  | Emerson CEC weighted efficiency | Module STC to PTC Conversion Factor
Width (in) | 38.7 |  | 0.9681 | 0.90164
Solar Panel Area (ft2) | 20.6749
Voc (VDC) | 44.8
Voc (Min Temp) (VDC) | 48.608
VMP (V) | 36.3
VMP (Max Temp) | 30.7461
VMP (Min Temp) | 37.8609
ISC (A) | 8.97
IMP (A) | 8.41
O.C. Voltage Temp. Coefficient [%/C] | -0.34
M.P. Power Temp Coefficient. [%/C] | -0.43
Year 1 Warrantied Performance | 97%
Full and Half Block Inverter
DC Circuit Reference Information (per inverter)
|  |  | String VMP (Summer) | 614.922
Inverter Nameplate (effective) | 751.4535 |  | String VMP (Min operating Temp) | 757.218
Internal DC Landing Points | 0 |  | String Voc (Min Temp) | 972.16
DC Current rating (A) | 1600 |  | Array Imp | 1152.17
DC Voltage Rating (v) | 1000 |  | Array Isc | 1228.89
MPPT Absolute range (Vdc) | 545 | 820
PWM Haircut | 54.16
Effective Vrms | 307.4783
AC Current Rating | 1411
AC Current (Derated) | 1411
Full Block Inverter Housing
# of Inverters per block | 2
Block AC Capacity | 1.5029
Civil Infrastructure
Tracker Acces Road Length | Function of Configuration
BOS Switch Yard (ft^2) | 20000
Setbacks (single axis) | 15
EW setback (fixed tilt) | 15 | 4.572
NS Setback (fixed tilt) | 15 | 4.572
Single and half Block Electrical Sizing Calculations
String Rated Power (W) | 6100
String Voc (VDC) | 896
ISC (A) | 8.97
VMP (Min Temp) (V) | 757.218
Inverter Input
# Strings per inverter | 137
# of Inputs | 0
# of Modules/Block | 5480
# Strings per block | 274
Total Module Area (ft ^2) | 113298.6575
Total Rated DC Power (kW) | 1671.4
Final Block Electrical Capacity
DC Capacity | 1.6714
Single Axis
Tracker # 1 | [ft] | [m]
Manufacturer | Array Technologies
Model # | Dual Tracker HZ Solar Tracker
Module Configuration | Single Module in Portrait
Collector Width | 6.4108 | 1.954
Inactive Band | 0.065617 | 0.02
Row Clearance (ft) | 11.4579 | 3.4924
# rows per tracker | 22.8333
Panels per tracker row | 60
North South Panel Frame width (in) | 0.5 | 0.0127
Driveshaft Width | 6
Tracker Acces Road Width (ft) | 20
Tracker Corridor Width (ft) | 8
Tracker NS [ft] | 204.4167
Tracker EW [ft] | 402.4108 |  | Half Block
Block NS | 416.6667 |  | 416.6667
Block EW | 824.8217 |  | 412.4108
Block Area (ft^2) | 343675.6944
Fixed Tilt (triple in landscape)
| [ft] | [m]
Manufacturer | N/A
Model # | N/A
Module Configuration | Triple in Landscape
Row Clearance (ft) | 5.7519 | 1.7532
Panels per row along east/west edge | 40
Average Rows per Quadrant | 11.4167
NS road width (ft) | 24 | 7.3152
EW road width (ft) | 24 | 7.3152
Panel frame width (ft) | 0.16667 | 0.0508
Row Width (ft) | 9.8417 | 2.9997
Row Width (ft) (projected onto ground) | 9.2481 | 2.8188
Block NS Dimension (ft) | 378.2481 | 115.29
Block EW dimension (ft) | 543.5333 | 165.669
Block Area (acres) |  | 4.7197
Coverage ratio as apperas in PVSYST | 64.5%
Final Electrical Configuration
AC Capacity | 2.2544
DC Capacity | 2.5071
Modules Required | 8220
DC/AC Ratio | 1.1121
# of full Blocks | 1.5
Single Axis Tracker Land Usage
Ground Coverage Ratio | 29.67%
Total Project Area Requirement (Acres) | 13.6072
Total Area per block (Acres) | 8.7654
Acres/MW (DC) | 5.4275
Acres/MW (AC) | 6.036
Fixed Tilt (triple in landscape) Land Usage
Ground Coverage Ratio | 51.43%
Total Project Area (Acres) | 8.0458
Total Area per block (Acres) | 5.0578
Acres/MW (DC) | 3.2092
Acres/MW (AC) | 3.569
Corresponding PVSyst Inputs
Inverter Configuration (Pvsyst Inverter Library)
Page | Section | Field | Input Value | Source
Grid Inverter Definition | Main Parameter | Minimum MPP Voltage | 489 | Modifications from Integrated Power Systems Recommendation
Grid Inverter Definition | Main Parameter | Maximum MPP Voltage | 820 | Modifications from Integrated Power Systems Recommendation
Grid Inverter Definition | Main Parameter | Absolute Max PV Voltage | 1000 | Modifications from Integrated Power Systems Recommendation
Grid Inverter Definition | Main Parameter | Grid Voltage | 307.4783 | Modifications from Integrated Power Systems Recommendation
Grid Inverter Definition | Main Parameter | Nominal AC Power | 751.4535 | Modifications from Integrated Power Systems Recommendation
Grid Inverter Definition | Inverter Efficiency |  |  | Use Values from Emerson Inverter Mods. Spreadsheet
Grid Inverter Definition | Main Parameter | Nominal AC Current | 1411 | Modifications from Integrated Power Systems Recommendation
Tracking
Page | Section | Field | Input Value | Source
Orientation | Main | Field Type | Tracking N-S Axis
Orientation | Axis and limiting angles | Axis Tilt | 0 | Per Array-Tech
Orientation | Axis and limiting angles | Axis Az. | 0 | Per Array-Tech
Orientation | Axis and limiting angles | Phi min. | -45 | Per Array-Tech
Orientation | Axis and limiting angles | Phi Max. | 45 | Per Array-Tech
Orientation | Heliostat Parameters | Pitch [m] | 5.4864
Orientation | Heliostat Parameters | Collector Width [m] | 1.954 | Panel Length (long dimension)
Orientation | Heliostat Parameters | L/R inactive bands | 0.02 | Panel Frame (inactive area)
Fixed
Page | Section | Field | Input Value | Source
Orientation | Main | Field Type | Unlimited Sheds
Orientation | Orientation Parameters | Plane Tilt | 20
Orientation | Orientation Parameters | Azimuth | 0
Orientation | Orientation Parameters | Nb. of sheds | 15
Orientation | Sheds parameters | Pitch | 4.572
Orientation | Sheds parameters | Coll. Band width | 2.9489 | 3 panels in landscape
Orientation | Sheds parameters | Top inactive band | 0.02 | Typical. Rack dimensions
Orientation | Sheds parameters | Bottom inactive band | 0.02 | Typical. Rack dimensions
Electrical Layout
Page | Section | Field | Input Value | Source
System | Select PV module |  | CS6X-305P
System | Select the Inverter | Inverter choice | 750 CP
System | Select the Inverter | Nb. of inverters | 3
System | Design the Array | Modules in series | 20
System | Design the Array | Nbre Strings | 411
System | Thermal Parameter | Uc | 25
System | Thermal Parameter | Uv | 4
System | Thermal Parameter | NOCT Temp (Calculated) | 44.8276
System | Ohmic Losses | DC Wiring Loss percentage | 1.5% | GCL Recommendation
System | Ohmic Losses | External Transformer Iron Loss [W] | 0.05% | Integrated Power Systems Recommendation
System | Ohmic Losses | External Transformer Resistive/Inductive Loss | 0.8% | Integrated Power Systems Recommendation
System | Module Quality - Mismatch | Module Efficiency Loss/DC Health | 3% | Panel Warranty
System | Module Quality - Mismatch | Power Loss at MPP | 1.5%
System | Soiling Loss | Yearly Loss Factor | 2% | 3% for dusty desert locations, 1.5% for rainy areas (Recommendation)
System | IAM losses | b0 | 0.05 | PVSyst Default value
Financial Model Inputs
Block information
Block DC Capacity | 1.6714 |  |  | SAT
Block AC Capacity | 1.5029 |  |  | FT
DAT
Matlab
Plant # Panels | 8220 |  |  | PVSyst
Plant # Inverters | 3 |  |  | Single Axis Average Rows per Tracker
22.8333
Packing Factor (For Use in SAM)
3.37
Acres Per MWdc | 5.4275
Acres Per MWac | 6.036
Acres Per Block | 8.7654
Trackers Per Block | 4
Strings Per Row | 3
Row pitch | 18
Row clearance | 11.4579
Panel width (single in landscape) | 76.93
Panels per tracker row | 60
Tracker Driveshaft Width | 6
NS clearance between trackers | 8
Acres Per Block | 5.0578
Sections per block | 4
Strings per section Row | 6
Gen Tie Information
Voltage kV | Conductor Size | R (ohm/3 miles) | X (ohm/3 miles) | Total Price Per Mile
12.47 | 336 kcmil al | 0.826 | 2.417 | 375000
34.5 | 336 kcmil al | 0.826 | 2.417 | 425000
46 | 337 kcmil al | 0.826 | 2.417 | 650000
69 | 447 kcmil al | 0.648 | 2.195 | 750000
92 | 556 kcmil al | 0.568 | 2.253 | 750000
115 | 636 kcmil al | 0.568 | 2.286 | 1000000
230 | 795 kcmil al | 0.386 | 2.304 | 2000000
500 | 1113 kcmil al | 0.291 | 2.415
MV Xfrmrs
Title | Low Side Voltage [V] | Hide side Voltage | Size (MVA) | Unit Price
Transformer Price | 340 | 12.47 | 1 | 30000
Transformer Price | 340 | 20 | 1 | 30000
Transformer Price | 340 | 34.5 | 1.5 | 45000
Transformer Price | 340 | 34.5 | 2 | 55000
Transformer Price | 340 | 34.5 | 2.5 | 65000
12
46
HV Xfrmrs
Title | Low Side Voltage [V] | Hide side Voltage | Size (MVA) | Unit Price
Transformer Price | 12 | 12 | 1 | 0
Transformer Price |  | 46 | 1 | 0
Transformer Price | 12 | 69 | 20 | 400000
Transformer Price | 20 | 70 | 20 | 400000
Transformer Price | 34.5 | 92 | 20 | 425000
Transformer Price | 34.5 | 115 | 20 | 425000
Transformer Price | 34.5 | 69 | 100 | 1400000
Transformer Price | 69 | 230 | 100 | 1450000
Transformer Price | 34.5 | 230 | 100 | 1450000
|  | 34.5 | 1 | 0
Interconnection Costs
IC Voltage | Project Capacity | New Switchyard Costs | Switchgear (Full equip) | GSU xfrmr | GT Costs/mile | GSU Transformer Impedence
12.47 | 10 | 50000 | 200000 | 0 | 400000 | 0
12 | 20 | 100000 | 300000 | 0 | 800000 | 0
34.5 | 20 | 200000 | 300000 | 0 | 650000 | 0
46 | 20 | 200000 | 300000 | 0 | 650000 | 0
69 | 20 | 500000 | 350000 | 2000000 | 700000 | 0.86
69.01 | 50 | 500000 | 350000 | 3000000 | 700000 | 0.344
115 | 100 | 5000000 | 450000 | 4000000 | 950000 | 1.5
138 | 100 | 5000000 | 450000 | 4000000 | 950000 | 1.5
230 | 100 | 12000000 | 450000 | 4000000 | 1500000 | 1.5
230 | 150 | 12000000 | 700000 | 4500000 | 1500000 | 1.5
230 | 200 | 12000000 | 700000 | 5000000 | 1500000 | 1.7
Inverter Data (45 Celsius ambient)
Model # | Manufacturer | Rated kVA | Internal DC Landing Points | DC Current Rating | DC Voltage Rating | MPPT low | MPPT high | AC Current Rating | PWM Haircut [Vdc] | Length [Ft] | Width [Ft] | Height [ft] | Warranty | Power Factor | Humidity | Efficiency
SPV 300 | Emerson | 175 | 2 | 350 | 1000 | 400 | 800 | 300 | 30
SPV 600 | Emerson | 350 | 6 | 700 | 1000 | 400 | 800 | 600 | 30
SPV 900 | Emerson | 530 | 9 | 1050 | 1000 | 400 | 800 | 900 | 30
SPV 1200 | Emerson | 700 | 12 | 1400 | 1000 | 400 | 800 | 1200 | 30
SPV 1500 | Emerson | 880 | 15 | 1750 | 1000 | 400 | 800 | 1500 | 30
SPV 1800 | Emerson | 1060 | 18 | 2100 | 1000 | 400 | 800 | 1800 | 30
SPV 2100 | Emerson | 1230 | 21 | 2450 | 1000 | 400 | 800 | 2100 | 30
SPV 2400 | Emerson | 1410 | 24 | 2800 | 1000 | 400 | 800 | 2400 | 30
SPV 2700 | Emerson | 1590 | 27 | 3150 | 1000 | 400 | 800 | 2700 | 30
500HE-US | SMA | 500 | 9 | 1242 | 600 | 330 | 600 |  | 54.16
500 CP | SMA | 500 | 9 | 1250 | 1000 | 430 | 820 | 1176 | 54.16
750 CP | SMA | 750 |  | 1600 | 1000 | 545 | 820 | 1411 | 54.16
PVS-250-UL | Satcon | 250 | 9 | 781 | 600 | 330 | 600
PVS-210-UL | Satcon | 210 |  | 830 | 600 | 265 | 600 | 505
630 HE-US | SMA | 630 | 9 | 1422 | 1000 | 500 | 820 |  | 54.16
SC 800 MV | SMA | 800 | 9 | 1986 | 1000 | 450 | 820 |  | 54.16
Protect PV 500-UL | AEG | 510 | 9 | 1060 | 1000 | 500 | 820
Protect PV 630-UL | AEG | 630 | 10 | 1170 | 1000 | 550 | 820 | 1054
Paneldata
Model # | Manufacturer | Rated Power | Length | Width | Voc | Vmp | Isc | Imp | OC Voltage Temperature Coefficient [%/C] | MP Power Temp Coefficient (%/C) | 1st year warrantied performance | UL Certified | Module Nominal Efficiency
STP280-24/Vd | Suntech | 280 | 77 | 39.1 | 44.8 | 35.2 | 8.33 | 7.95 | -0.33 | -0.44 | 0.97
DA 145 | DuPont Apollo | 145 | 55.4724 | 43.7008 | 157 | 122 | 1.47 | 1.19 | -0.33 | -0.34 | 0.97
DA 145-C3 | DuPont Apollo | 145 | 55.4724 | 43.7008 | 62 | 48 | 3.72 | 3.02 | -0.33 | -0.34 | 0.97
CHSM6610P | Astronergy | 250 | 65.04 | 39.13 | 38.19 | 30.3 | 8.65 | 8.27 | -0.344 | -0.463 | 0.97
STP 290-24/Vd | Suntech | 290 | 77 | 39.1 | 45 | 35.6 | 8.42 | 8.15 | -0.33 | -0.44 | 0.97
CS6X - 295P | Canadian Solar | 295 | 76.9291 | 38.6614 | 44.5 | 36 | 8.76 | 8.19 | -0.34 | -0.43 | 0.97 |  | 15.37%
SF 260 (295 Wdc) | Hanwha Solar One | 295 | 77.4 | 39.37 | 44.9 | 36.4 | 8.55 | 8.11 | -0.32 | -0.45 | 0.97
SF 260 (290 Wdc) | Hanwha Solar One | 290 | 77.4 | 39.37 | 44.7 | 36.3 | 8.5 | 7.99 | -0.32 | -0.45 | 0.97
CS6X-305P | Canadian Solar | 305 | 76.93 | 38.7 | 44.8 | 36.3 | 8.97 | 8.41 | -0.34 | -0.43 | 0.97 |  | 15.9%
Hanwha Solar One
MS165GGp-04 | Miasole | 165 | 63.4 | 26.2 | 24.12 | 19.33 | 9.71 | 8.59 |  | -0.38
Solar Frontier
Canadian Solar
CNPV
First Solar
Note on A12: Geoff Rosenberg: Inverter capacity adequate to hit target project capacity (in MW) at this power factor.
Note on E13: Geoff Rosenberg: Used to fine-tune the Final System Capacity
Note on B18: Geoff Rosenberg: For Emerson CT inverters, directly affects the nameplate rating of the inverter, as well as the MPP range
Note on E42: Geoff Rosenberg: Single Axis Tracking Option
Note on D71: Geoff Rosenberg: Summer operating voltage
Note on A72: Geoff Rosenberg: Function of output voltage (MPPT range). The current rating (customizable) also effects this. To reduce the degrees of freedom of this problem, we're assuming this is left at the nameplate
Note on D72: Geoff Rosenberg: Winter Operating voltage
Note on D73: Geoff Rosenberg: Inverter DC voltage during startup in a cold morning
Note on A78: Geoff Rosenberg: Use this as input to the Emerson PV efficiency calculator.
Note on A96: Geoff Rosenberg: At STC
Note on A98: Geoff Rosenberg: At specified Minimum temp
Note on A109: Geoff Rosenberg: ~1 MW AC blocks
Note on A118: Geoff Rosenberg: L=R
Note on A120: Geoff Rosenberg: 4 trackers per block, 3 strings per row
Note on A121: Geoff Rosenberg: Assuming 3 strings per row
Note on A122: Geoff Rosenberg: Frame increasing the NS length of the tracker
Note on A125: Geoff Rosenberg: Runs NS
Note on A126: Geoff Rosenberg: Runs EW
Note on A129: Geoff Rosenberg: No Setback
Note on A130: Geoff Rosenberg: No Setback
Note on A131: Geoff Rosenberg: Not including setbacks
Note on A139: Geoff Rosenberg: Panels along EW edge
Note on A140: Geoff Rosenberg: 6 Strings per Row
Note on A141: Geoff Rosenberg: Road bisects block, runs NS
Note on A142: Geoff Rosenberg: Runs EW
Note on A144: Geoff Rosenberg: Does not include panel frame
Note on A145: Geoff Rosenberg: NS width of the row (actual row width including frame, projected onto the ground)
Note on A146: Geoff Rosenberg: No setback
Note on A147: Geoff Rosenberg: No Setback
Note on A148: Geoff Rosenberg: Not including setbacks
Note on A149: Geoff Rosenberg: Simply the row width divided by the pitch, does not account for setbacks, roads, etc. This is what will appear in PVSyst after designing array using "unlimited sheds"
Note on A159: Geoff Rosenberg: Using single module Portrait layout, including setbacks. Panel area per block/ground area per block, inclusive of setbacks
Note on A161: Geoff Rosenberg: Assuming blocks layed out in a grid shape, including setbacks
Note on A166: Geoff Rosenberg: Accounting for roads, setbacks, etc
Note on A168: Geoff Rosenberg: Including setbacks
Note on C216: Geoff Rosenberg: Wind speed: 1 m/s Ambient temp: 20 G = 800, Module efficiency = 0% (open circuit)
Note on D222: Geoff Rosenberg: 5% used for the APS RFP in accordance with APS Az Sun RFP Technical Datasheet Request
Note on E222: Geoff Rosenberg: Actual value here should reflect the cleaning schedule. This is an O&M question that needs to be accounted for financially.
Note on F298: Geoff Rosenberg: Double circuit 12 kV line
Note on C311: Geoff Rosenberg: At 340 Vac output
Note on A322: Geoff Rosenberg: Actually a 550 kVA inverter, but derated to 500 at 50C

## Financial Model Inputs
Year | TMY | TMY | TMY | TMY | TMY | TMY | TMY | TMY | TMY | TMY | TMY | TMY | TMY | TMY | TMY | TMY | TMY | TMY | TMY | TMY | TMY | TMY | TMY | TMY | TMY | TMY | TMY | TMY | TMY | TMY | TMY | TMY
Option # | 1 | 2 | 3 | 4 | 5 | 6 | 7 | 8 | 9 | 10 | 11 | 12 | 1 | 2 | 3 | 4 | 5 | 6 | 7 | 8 | 9 | 10 | 23 | 24 | 25 | 26 | 27 | 28 | 29 | 30 | 31 | 32
Project Name
8760 Output File Name
Solar Panel
Inverter
Mounting System
Minimum Land Requirement
Minimum Land Requirement (Ha)
GCR
DC Capacity
DC Capacity (PTC Rating)
AC Capacity
CEC - AC Capacity
DCAC
Tilt Angle
# Blocks
Inverter Transformer Voltage
Interconnection Voltage
Gen Tie Length
# Medium Voltage Circuits
# Gen Tie Circuits
IA Limitation
AC Cable Loss Method | PVSyst | Matlab | Matlab | Matlab | Matlab | Matlab | Matlab | Matlab | Matlab | Matlab | Matlab | Matlab | Matlab | Matlab | Matlab | Matlab | Matlab | Matlab | Matlab | Matlab | Matlab | PVSyst | PVSyst | PVSyst | Matlab | Matlab | Matlab | Matlab | Matlab | Matlab | Matlab | Matlab
GSU Transformer Loss Method | PVSyst | Matlab | Matlab | Matlab | Matlab | Matlab | Matlab | Matlab | Matlab | Matlab | Matlab | Matlab | Matlab | Matlab | Matlab | Matlab | Matlab | Matlab | Matlab | Matlab | Matlab | PVSyst | PVSyst | PVSyst | Matlab | Matlab | Matlab | Matlab | Matlab | Matlab | Matlab | Matlab
GT Loss Method | PVSyst | Matlab | Matlab | Matlab | Matlab | Matlab | Matlab | Matlab | Matlab | Matlab | Matlab | Matlab | Matlab | Matlab | Matlab | Matlab | Matlab | Matlab | Matlab | Matlab | Matlab | PVSyst | PVSyst | PVSyst | Matlab | Matlab | Matlab | Matlab | Matlab | Matlab | Matlab | Matlab
DC Capacity [MWp]
AC Capacity [MVA]
DC:AC Ratio
Monthly Output [MWh]
Jan
Feb
Mar
Apr
May
Jun
Jul
Aug
Sep
Oct
Nov
Dec
Annual Degradation
Availability
Quarterly TOD Weights
Q1
Q2
Q3
Q4
Q1
Q2
Q3
Q4
Q1
Q2
Q3
Q4
Q1
Q2
Q3
Q4
Q1
Q2
Q3
Q4
Q1
Q2
Q3
Q4
Q1
Q2
Q3
Q4
Performance Model Reference Information
Annual AC Cable Loss Fraction
Annual GSU Loss Fraction
Annual Gen Tie Loss Fraction
Annual Interconnection Clipping
Specific Yield (post Availability)
Annual Capacity Factor (Post Availability)
Performance Ratio
Annual Output [MWh] (post Availability)
Annual GHI [kwh/m2]
Annual Plane of Array [kwh/m2]
PVSyst Timeseries File Name
PVSyst Met File Description
PVSyst Met File Name
PVSyst Project Description
PVSyst Project File Name
PVSyst Simulation Variant Description
PVSyst Simulation Variant File Name
PVSyst Simulation Timestamp
Matlab Processing Performed
Matlab Script Rev. Date
Note on S2: Geoff Rosenberg: There was no case 6 with the correct file name...
Note on A12: Geoff Rosenberg: PTC rating for the CS6X-305P: 275 Watts PTC rating for the MS165GGp-04: Not published in datasheet, but can be calculated as approximately 145 Watts. See datasheet. PTC assumed to be: 1000 w/m2, 20 C ambient, 1 m/s wind speed
Note on A14: Geoff Rosenberg: Assuming Emerson SPV1800 CEC weighted efficiency rating of 0.9681

## TOD
Custom TOD - LADWP | [12 empty] | SDG&E - FCDS | [12 empty] | SCE - FCDS | [12 empty] | PG&E - FCDS | [12 empty] | SDG&E - EO | [12 empty] | SCE - EO | [12 empty] | PG&E - EO
Weekdays | Monday | through | Saturday | [9 empty] | Weekdays | Monday | through | Friday | [9 empty] | Weekdays | Monday | through | Friday | [9 empty] | Weekdays | Monday | through | Friday | [9 empty] | Weekdays | Monday | through | Friday | [9 empty] | Weekdays | Monday | through | Friday | [9 empty] | Weekdays | Monday | through | Friday
Uniform Weekday Hour of Day Value Factor | [12 empty] | SDGE Weekday Hour of Day Value Factor | [12 empty] | SCE Weekday Hour of Day Value Factor | [12 empty] | PGE Weekday Hour of Day Value Factor | [12 empty] | SDGE Weekday Hour of Day Value Factor | [12 empty] | SCE Weekday Hour of Day Value Factor | [12 empty] | PGE Weekday Hour of Day Value Factor
Hour | 1 | 2 | 3 | 4 | 5 | 6 | 7 | 8 | 9 | 10 | 11 | 12 | Hour | 1 | 2 | 3 | 4 | 5 | 6 | 7 | 8 | 9 | 10 | 11 | 12 | Hour | 1 | 2 | 3 | 4 | 5 | 6 | 7 | 8 | 9 | 10 | 11 | 12 | Hour | 1 | 2 | 3 | 4 | 5 | 6 | 7 | 8 | 9 | 10 | 11 | 12 | Hour | 1 | 2 | 3 | 4 | 5 | 6 | 7 | 8 | 9 | 10 | 11 | 12 | Hour | 1 | 2 | 3 | 4 | 5 | 6 | 7 | 8 | 9 | 10 | 11 | 12 | Hour | 1 | 2 | 3 | 4 | 5 | 6 | 7 | 8 | 9 | 10 | 11 | 12
1 | 0.5 | 0.5 | 0.5 | 0.5 | 0.5 | 0.5 | 0.5 | 0.5 | 0.5 | 0.5 | 0.5 | 0.5 | 1 | 0.679 | 0.679 | 0.679 | 0.679 | 0.679 | 0.679 | 0.801 | 0.801 | 0.801 | 0.801 | 0.679 | 0.679 | 1 | 0.82 | 0.82 | 0.82 | 0.82 | 0.82 | 0.86 | 0.86 | 0.86 | 0.86 | 0.82 | 0.82 | 0.82 | 1 | 0.808 | 0.808 | 0.828 | 0.828 | 0.828 | 0.798 | 0.798 | 0.798 | 0.798 | 0.808 | 0.808 | 0.808 | 1 | 0.774 | 0.774 | 0.774 | 0.774 | 0.774 | 0.774 | 0.9 | 0.9 | 0.9 | 0.9 | 0.774 | 0.774 | 1 | 0.92 | 0.92 | 0.92 | 0.92 | 0.92 | 0.96 | 0.96 | 0.96 | 0.96 | 0.92 | 0.92 | 0.92 | 1 | 0.963 | 0.963 | 0.987 | 0.987 | 0.987 | 0.951 | 0.951 | 0.951 | 0.951 | 0.963 | 0.963 | 0.963
2 | 0.5 | 0.5 | 0.5 | 0.5 | 0.5 | 0.5 | 0.5 | 0.5 | 0.5 | 0.5 | 0.5 | 0.5 | 2 | 0.679 | 0.679 | 0.679 | 0.679 | 0.679 | 0.679 | 0.801 | 0.801 | 0.801 | 0.801 | 0.679 | 0.679 | 2 | 0.82 | 0.82 | 0.82 | 0.82 | 0.82 | 0.86 | 0.86 | 0.86 | 0.86 | 0.82 | 0.82 | 0.82 | 2 | 0.808 | 0.808 | 0.828 | 0.828 | 0.828 | 0.798 | 0.798 | 0.798 | 0.798 | 0.808 | 0.808 | 0.808 | 2 | 0.774 | 0.774 | 0.774 | 0.774 | 0.774 | 0.774 | 0.9 | 0.9 | 0.9 | 0.9 | 0.774 | 0.774 | 2 | 0.92 | 0.92 | 0.92 | 0.92 | 0.92 | 0.96 | 0.96 | 0.96 | 0.96 | 0.92 | 0.92 | 0.92 | 2 | 0.963 | 0.963 | 0.987 | 0.987 | 0.987 | 0.951 | 0.951 | 0.951 | 0.951 | 0.963 | 0.963 | 0.963
3 | 0.5 | 0.5 | 0.5 | 0.5 | 0.5 | 0.5 | 0.5 | 0.5 | 0.5 | 0.5 | 0.5 | 0.5 | 3 | 0.679 | 0.679 | 0.679 | 0.679 | 0.679 | 0.679 | 0.801 | 0.801 | 0.801 | 0.801 | 0.679 | 0.679 | 3 | 0.82 | 0.82 | 0.82 | 0.82 | 0.82 | 0.86 | 0.86 | 0.86 | 0.86 | 0.82 | 0.82 | 0.82 | 3 | 0.808 | 0.808 | 0.828 | 0.828 | 0.828 | 0.798 | 0.798 | 0.798 | 0.798 | 0.808 | 0.808 | 0.808 | 3 | 0.774 | 0.774 | 0.774 | 0.774 | 0.774 | 0.774 | 0.9 | 0.9 | 0.9 | 0.9 | 0.774 | 0.774 | 3 | 0.92 | 0.92 | 0.92 | 0.92 | 0.92 | 0.96 | 0.96 | 0.96 | 0.96 | 0.92 | 0.92 | 0.92 | 3 | 0.963 | 0.963 | 0.987 | 0.987 | 0.987 | 0.951 | 0.951 | 0.951 | 0.951 | 0.963 | 0.963 | 0.963
4 | 0.5 | 0.5 | 0.5 | 0.5 | 0.5 | 0.5 | 0.5 | 0.5 | 0.5 | 0.5 | 0.5 | 0.5 | 4 | 0.679 | 0.679 | 0.679 | 0.679 | 0.679 | 0.679 | 0.801 | 0.801 | 0.801 | 0.801 | 0.679 | 0.679 | 4 | 0.82 | 0.82 | 0.82 | 0.82 | 0.82 | 0.86 | 0.86 | 0.86 | 0.86 | 0.82 | 0.82 | 0.82 | 4 | 0.808 | 0.808 | 0.828 | 0.828 | 0.828 | 0.798 | 0.798 | 0.798 | 0.798 | 0.808 | 0.808 | 0.808 | 4 | 0.774 | 0.774 | 0.774 | 0.774 | 0.774 | 0.774 | 0.9 | 0.9 | 0.9 | 0.9 | 0.774 | 0.774 | 4 | 0.92 | 0.92 | 0.92 | 0.92 | 0.92 | 0.96 | 0.96 | 0.96 | 0.96 | 0.92 | 0.92 | 0.92 | 4 | 0.963 | 0.963 | 0.987 | 0.987 | 0.987 | 0.951 | 0.951 | 0.951 | 0.951 | 0.963 | 0.963 | 0.963
5 | 0.5 | 0.5 | 0.5 | 0.5 | 0.5 | 0.5 | 0.5 | 0.5 | 0.5 | 0.5 | 0.5 | 0.5 | 5 | 0.679 | 0.679 | 0.679 | 0.679 | 0.679 | 0.679 | 0.801 | 0.801 | 0.801 | 0.801 | 0.679 | 0.679 | 5 | 0.82 | 0.82 | 0.82 | 0.82 | 0.82 | 0.86 | 0.86 | 0.86 | 0.86 | 0.82 | 0.82 | 0.82 | 5 | 0.808 | 0.808 | 0.828 | 0.828 | 0.828 | 0.798 | 0.798 | 0.798 | 0.798 | 0.808 | 0.808 | 0.808 | 5 | 0.774 | 0.774 | 0.774 | 0.774 | 0.774 | 0.774 | 0.9 | 0.9 | 0.9 | 0.9 | 0.774 | 0.774 | 5 | 0.92 | 0.92 | 0.92 | 0.92 | 0.92 | 0.96 | 0.96 | 0.96 | 0.96 | 0.92 | 0.92 | 0.92 | 5 | 0.963 | 0.963 | 0.987 | 0.987 | 0.987 | 0.951 | 0.951 | 0.951 | 0.951 | 0.963 | 0.963 | 0.963
6 | 0.5 | 0.5 | 0.5 | 0.5 | 0.5 | 0.5 | 0.5 | 0.5 | 0.5 | 0.5 | 0.5 | 0.5 | 6 | 0.679 | 0.679 | 0.679 | 0.679 | 0.679 | 0.679 | 0.801 | 0.801 | 0.801 | 0.801 | 0.679 | 0.679 | 6 | 0.82 | 0.82 | 0.82 | 0.82 | 0.82 | 0.86 | 0.86 | 0.86 | 0.86 | 0.82 | 0.82 | 0.82 | 6 | 0.808 | 0.808 | 0.828 | 0.828 | 0.828 | 0.798 | 0.798 | 0.798 | 0.798 | 0.808 | 0.808 | 0.808 | 6 | 0.774 | 0.774 | 0.774 | 0.774 | 0.774 | 0.774 | 0.9 | 0.9 | 0.9 | 0.9 | 0.774 | 0.774 | 6 | 0.92 | 0.92 | 0.92 | 0.92 | 0.92 | 0.96 | 0.96 | 0.96 | 0.96 | 0.92 | 0.92 | 0.92 | 6 | 0.963 | 0.963 | 0.987 | 0.987 | 0.987 | 0.951 | 0.951 | 0.951 | 0.951 | 0.963 | 0.963 | 0.963
7 | 0.5 | 0.5 | 0.5 | 0.5 | 0.5 | 0.5 | 0.5 | 0.5 | 0.5 | 0.5 | 0.5 | 0.5 | 7 | 0.947 | 0.947 | 0.947 | 0.947 | 0.947 | 0.947 | 1.342 | 1.342 | 1.342 | 1.342 | 0.947 | 0.947 | 7 | 0.89 | 0.89 | 0.89 | 0.89 | 0.89 | 0.86 | 0.86 | 0.86 | 0.86 | 0.89 | 0.89 | 0.89 | 7 | 0.857 | 0.857 | 0.819 | 0.819 | 0.819 | 1.069 | 1.069 | 1.069 | 1.069 | 0.857 | 0.857 | 0.857 | 7 | 1.078 | 1.078 | 1.078 | 1.078 | 1.078 | 1.078 | 1.181 | 1.181 | 1.181 | 1.181 | 1.078 | 1.078 | 7 | 1 | 1 | 1 | 1 | 1 | 0.96 | 0.96 | 0.96 | 0.96 | 1 | 1 | 1 | 7 | 1.018 | 1.018 | 0.937 | 0.937 | 0.937 | 1.011 | 1.011 | 1.011 | 1.011 | 1.018 | 1.018 | 1.018
8 | 0.5 | 0.5 | 0.5 | 0.5 | 0.5 | 0.5 | 0.5 | 0.5 | 0.5 | 0.5 | 0.5 | 0.5 | 8 | 0.947 | 0.947 | 0.947 | 0.947 | 0.947 | 0.947 | 1.342 | 1.342 | 1.342 | 1.342 | 0.947 | 0.947 | 8 | 0.89 | 0.89 | 0.89 | 0.89 | 0.89 | 0.86 | 0.86 | 0.86 | 0.86 | 0.89 | 0.89 | 0.89 | 8 | 0.857 | 0.857 | 0.819 | 0.819 | 0.819 | 1.069 | 1.069 | 1.069 | 1.069 | 0.857 | 0.857 | 0.857 | 8 | 1.078 | 1.078 | 1.078 | 1.078 | 1.078 | 1.078 | 1.181 | 1.181 | 1.181 | 1.181 | 1.078 | 1.078 | 8 | 1 | 1 | 1 | 1 | 1 | 0.96 | 0.96 | 0.96 | 0.96 | 1 | 1 | 1 | 8 | 1.018 | 1.018 | 0.937 | 0.937 | 0.937 | 1.011 | 1.011 | 1.011 | 1.011 | 1.018 | 1.018 | 1.018
9 | 0.5 | 0.5 | 0.5 | 0.5 | 0.5 | 0.5 | 0.5 | 0.5 | 0.5 | 0.5 | 0.5 | 0.5 | 9 | 0.947 | 0.947 | 0.947 | 0.947 | 0.947 | 0.947 | 1.342 | 1.342 | 1.342 | 1.342 | 0.947 | 0.947 | 9 | 0.96 | 0.96 | 0.96 | 0.96 | 0.96 | 1.35 | 1.35 | 1.35 | 1.35 | 0.96 | 0.96 | 0.96 | 9 | 0.857 | 0.857 | 0.819 | 0.819 | 0.819 | 1.069 | 1.069 | 1.069 | 1.069 | 0.857 | 0.857 | 0.857 | 9 | 1.078 | 1.078 | 1.078 | 1.078 | 1.078 | 1.078 | 1.181 | 1.181 | 1.181 | 1.181 | 1.078 | 1.078 | 9 | 1.02 | 1.02 | 1.02 | 1.02 | 1.02 | 1.13 | 1.13 | 1.13 | 1.13 | 1.02 | 1.02 | 1.02 | 9 | 1.018 | 1.018 | 0.937 | 0.937 | 0.937 | 1.011 | 1.011 | 1.011 | 1.011 | 1.018 | 1.018 | 1.018
10 | 0.5 | 0.5 | 0.5 | 0.5 | 0.5 | 0.5 | 0.5 | 0.5 | 0.5 | 0.5 | 0.5 | 0.5 | 10 | 0.947 | 0.947 | 0.947 | 0.947 | 0.947 | 0.947 | 1.342 | 1.342 | 1.342 | 1.342 | 0.947 | 0.947 | 10 | 0.96 | 0.96 | 0.96 | 0.96 | 0.96 | 1.35 | 1.35 | 1.35 | 1.35 | 0.96 | 0.96 | 0.96 | 10 | 0.857 | 0.857 | 0.819 | 0.819 | 0.819 | 1.069 | 1.069 | 1.069 | 1.069 | 0.857 | 0.857 | 0.857 | 10 | 1.078 | 1.078 | 1.078 | 1.078 | 1.078 | 1.078 | 1.181 | 1.181 | 1.181 | 1.181 | 1.078 | 1.078 | 10 | 1.02 | 1.02 | 1.02 | 1.02 | 1.02 | 1.13 | 1.13 | 1.13 | 1.13 | 1.02 | 1.02 | 1.02 | 10 | 1.018 | 1.018 | 0.937 | 0.937 | 0.937 | 1.011 | 1.011 | 1.011 | 1.011 | 1.018 | 1.018 | 1.018
11 | 0.9 | 0.9 | 0.9 | 0.9 | 0.9 | 1.1 | 1.1 | 1.1 | 1.1 | 0.9 | 0.9 | 0.9 | 11 | 0.947 | 0.947 | 0.947 | 0.947 | 0.947 | 0.947 | 1.342 | 1.342 | 1.342 | 1.342 | 0.947 | 0.947 | 11 | 0.96 | 0.96 | 0.96 | 0.96 | 0.96 | 1.35 | 1.35 | 1.35 | 1.35 | 0.96 | 0.96 | 0.96 | 11 | 0.857 | 0.857 | 0.819 | 0.819 | 0.819 | 1.069 | 1.069 | 1.069 | 1.069 | 0.857 | 0.857 | 0.857 | 11 | 1.078 | 1.078 | 1.078 | 1.078 | 1.078 | 1.078 | 1.181 | 1.181 | 1.181 | 1.181 | 1.078 | 1.078 | 11 | 1.02 | 1.02 | 1.02 | 1.02 | 1.02 | 1.13 | 1.13 | 1.13 | 1.13 | 1.02 | 1.02 | 1.02 | 11 | 1.018 | 1.018 | 0.937 | 0.937 | 0.937 | 1.011 | 1.011 | 1.011 | 1.011 | 1.018 | 1.018 | 1.018
12 | 0.9 | 0.9 | 0.9 | 0.9 | 0.9 | 1.1 | 1.1 | 1.1 | 1.1 | 0.9 | 0.9 | 0.9 | 12 | 0.947 | 0.947 | 0.947 | 0.947 | 0.947 | 0.947 | 2.501 | 2.501 | 2.501 | 2.501 | 0.947 | 0.947 | 12 | 0.96 | 0.96 | 0.96 | 0.96 | 0.96 | 1.35 | 1.35 | 1.35 | 1.35 | 0.96 | 0.96 | 0.96 | 12 | 0.857 | 0.857 | 0.819 | 0.819 | 0.819 | 1.069 | 1.069 | 1.069 | 1.069 | 0.857 | 0.857 | 0.857 | 12 | 1.078 | 1.078 | 1.078 | 1.078 | 1.078 | 1.078 | 1.531 | 1.531 | 1.531 | 1.531 | 1.078 | 1.078 | 12 | 1.02 | 1.02 | 1.02 | 1.02 | 1.02 | 1.13 | 1.13 | 1.13 | 1.13 | 1.02 | 1.02 | 1.02 | 12 | 1.018 | 1.018 | 0.937 | 0.937 | 0.937 | 1.011 | 1.011 | 1.011 | 1.011 | 1.018 | 1.018 | 1.018
13 | 0.9 | 0.9 | 0.9 | 0.9 | 0.9 | 1.1 | 1.1 | 1.1 | 1.1 | 0.9 | 0.9 | 0.9 | 13 | 0.947 | 0.947 | 0.947 | 0.947 | 0.947 | 0.947 | 2.501 | 2.501 | 2.501 | 2.501 | 0.947 | 0.947 | 13 | 0.96 | 0.96 | 0.96 | 0.96 | 0.96 | 2.77 | 2.77 | 2.77 | 2.77 | 0.96 | 0.96 | 0.96 | 13 | 0.953 | 0.953 | 1.041 | 1.041 | 1.041 | 2.297 | 2.297 | 2.297 | 2.297 | 0.953 | 0.953 | 0.953 | 13 | 1.078 | 1.078 | 1.078 | 1.078 | 1.078 | 1.078 | 1.531 | 1.531 | 1.531 | 1.531 | 1.078 | 1.078 | 13 | 1.02 | 1.02 | 1.02 | 1.02 | 1.02 | 1.11 | 1.11 | 1.11 | 1.11 | 1.02 | 1.02 | 1.02 | 13 | 1.071 | 1.071 | 0.907 | 0.907 | 0.907 | 1.157 | 1.157 | 1.157 | 1.157 | 1.071 | 1.071 | 1.071
14 | 1.3 | 1.3 | 1.3 | 1.3 | 1.3 | 2.25 | 2.25 | 2.25 | 2.25 | 1.3 | 1.3 | 1.3 | 14 | 1.089 | 1.089 | 1.089 | 1.089 | 1.089 | 1.089 | 2.501 | 2.501 | 2.501 | 2.501 | 1.089 | 1.089 | 14 | 0.96 | 0.96 | 0.96 | 0.96 | 0.96 | 2.77 | 2.77 | 2.77 | 2.77 | 0.96 | 0.96 | 0.96 | 14 | 0.953 | 0.953 | 1.041 | 1.041 | 1.041 | 2.297 | 2.297 | 2.297 | 2.297 | 0.953 | 0.953 | 0.953 | 14 | 1.192 | 1.192 | 1.192 | 1.192 | 1.192 | 1.192 | 1.531 | 1.531 | 1.531 | 1.531 | 1.192 | 1.192 | 14 | 1.02 | 1.02 | 1.02 | 1.02 | 1.02 | 1.11 | 1.11 | 1.11 | 1.11 | 1.02 | 1.02 | 1.02 | 14 | 1.071 | 1.071 | 0.907 | 0.907 | 0.907 | 1.157 | 1.157 | 1.157 | 1.157 | 1.071 | 1.071 | 1.071
15 | 1.3 | 1.3 | 1.3 | 1.3 | 1.3 | 2.25 | 2.25 | 2.25 | 2.25 | 1.3 | 1.3 | 1.3 | 15 | 1.089 | 1.089 | 1.089 | 1.089 | 1.089 | 1.089 | 2.501 | 2.501 | 2.501 | 2.501 | 1.089 | 1.089 | 15 | 0.96 | 0.96 | 0.96 | 0.96 | 0.96 | 2.77 | 2.77 | 2.77 | 2.77 | 0.96 | 0.96 | 0.96 | 15 | 0.953 | 0.953 | 1.041 | 1.041 | 1.041 | 2.297 | 2.297 | 2.297 | 2.297 | 0.953 | 0.953 | 0.953 | 15 | 1.192 | 1.192 | 1.192 | 1.192 | 1.192 | 1.192 | 1.531 | 1.531 | 1.531 | 1.531 | 1.192 | 1.192 | 15 | 1.02 | 1.02 | 1.02 | 1.02 | 1.02 | 1.11 | 1.11 | 1.11 | 1.11 | 1.02 | 1.02 | 1.02 | 15 | 1.071 | 1.071 | 0.907 | 0.907 | 0.907 | 1.157 | 1.157 | 1.157 | 1.157 | 1.071 | 1.071 | 1.071
16 | 1.3 | 1.3 | 1.3 | 1.3 | 1.3 | 2.25 | 2.25 | 2.25 | 2.25 | 1.3 | 1.3 | 1.3 | 16 | 1.089 | 1.089 | 1.089 | 1.089 | 1.089 | 1.089 | 2.501 | 2.501 | 2.501 | 2.501 | 1.089 | 1.089 | 16 | 0.96 | 0.96 | 0.96 | 0.96 | 0.96 | 2.77 | 2.77 | 2.77 | 2.77 | 0.96 | 0.96 | 0.96 | 16 | 0.953 | 0.953 | 1.041 | 1.041 | 1.041 | 2.297 | 2.297 | 2.297 | 2.297 | 0.953 | 0.953 | 0.953 | 16 | 1.192 | 1.192 | 1.192 | 1.192 | 1.192 | 1.192 | 1.531 | 1.531 | 1.531 | 1.531 | 1.192 | 1.192 | 16 | 1.02 | 1.02 | 1.02 | 1.02 | 1.02 | 1.11 | 1.11 | 1.11 | 1.11 | 1.02 | 1.02 | 1.02 | 16 | 1.071 | 1.071 | 0.907 | 0.907 | 0.907 | 1.157 | 1.157 | 1.157 | 1.157 | 1.071 | 1.071 | 1.071
17 | 1.3 | 1.3 | 1.3 | 1.3 | 1.3 | 2.25 | 2.25 | 2.25 | 2.25 | 1.3 | 1.3 | 1.3 | 17 | 1.089 | 1.089 | 1.089 | 1.089 | 1.089 | 1.089 | 2.501 | 2.501 | 2.501 | 2.501 | 1.089 | 1.089 | 17 | 0.96 | 0.96 | 0.96 | 0.96 | 0.96 | 2.77 | 2.77 | 2.77 | 2.77 | 0.96 | 0.96 | 0.96 | 17 | 0.953 | 0.953 | 1.041 | 1.041 | 1.041 | 2.297 | 2.297 | 2.297 | 2.297 | 0.953 | 0.953 | 0.953 | 17 | 1.192 | 1.192 | 1.192 | 1.192 | 1.192 | 1.192 | 1.531 | 1.531 | 1.531 | 1.531 | 1.192 | 1.192 | 17 | 1.02 | 1.02 | 1.02 | 1.02 | 1.02 | 1.11 | 1.11 | 1.11 | 1.11 | 1.02 | 1.02 | 1.02 | 17 | 1.071 | 1.071 | 0.907 | 0.907 | 0.907 | 1.157 | 1.157 | 1.157 | 1.157 | 1.071 | 1.071 | 1.071
18 | 0.9 | 0.9 | 0.9 | 0.9 | 0.9 | 1.1 | 1.1 | 1.1 | 1.1 | 0.9 | 0.9 | 0.9 | 18 | 1.089 | 1.089 | 1.089 | 1.089 | 1.089 | 1.089 | 2.501 | 2.501 | 2.501 | 2.501 | 1.089 | 1.089 | 18 | 0.96 | 0.96 | 0.96 | 0.96 | 0.96 | 2.77 | 2.77 | 2.77 | 2.77 | 0.96 | 0.96 | 0.96 | 18 | 0.953 | 0.953 | 1.041 | 1.041 | 1.041 | 2.297 | 2.297 | 2.297 | 2.297 | 0.953 | 0.953 | 0.953 | 18 | 1.192 | 1.192 | 1.192 | 1.192 | 1.192 | 1.192 | 1.531 | 1.531 | 1.531 | 1.531 | 1.192 | 1.192 | 18 | 1.02 | 1.02 | 1.02 | 1.02 | 1.02 | 1.11 | 1.11 | 1.11 | 1.11 | 1.02 | 1.02 | 1.02 | 18 | 1.071 | 1.071 | 0.907 | 0.907 | 0.907 | 1.157 | 1.157 | 1.157 | 1.157 | 1.071 | 1.071 | 1.071
19 | 0.9 | 0.9 | 0.9 | 0.9 | 0.9 | 1.1 | 1.1 | 1.1 | 1.1 | 0.9 | 0.9 | 0.9 | 19 | 1.089 | 1.089 | 1.089 | 1.089 | 1.089 | 1.089 | 2.501 | 2.501 | 2.501 | 2.501 | 1.089 | 1.089 | 19 | 0.96 | 0.96 | 0.96 | 0.96 | 0.96 | 1.35 | 1.35 | 1.35 | 1.35 | 0.96 | 0.96 | 0.96 | 19 | 0.953 | 0.953 | 1.041 | 1.041 | 1.041 | 2.297 | 2.297 | 2.297 | 2.297 | 0.953 | 0.953 | 0.953 | 19 | 1.192 | 1.192 | 1.192 | 1.192 | 1.192 | 1.192 | 1.531 | 1.531 | 1.531 | 1.531 | 1.192 | 1.192 | 19 | 1.02 | 1.02 | 1.02 | 1.02 | 1.02 | 1.13 | 1.13 | 1.13 | 1.13 | 1.02 | 1.02 | 1.02 | 19 | 1.071 | 1.071 | 0.907 | 0.907 | 0.907 | 1.157 | 1.157 | 1.157 | 1.157 | 1.071 | 1.071 | 1.071
20 | 0.9 | 0.9 | 0.9 | 0.9 | 0.9 | 1.1 | 1.1 | 1.1 | 1.1 | 0.9 | 0.9 | 0.9 | 20 | 1.089 | 1.089 | 1.089 | 1.089 | 1.089 | 1.089 | 1.342 | 1.342 | 1.342 | 1.342 | 1.089 | 1.089 | 20 | 0.96 | 0.96 | 0.96 | 0.96 | 0.96 | 1.35 | 1.35 | 1.35 | 1.35 | 0.96 | 0.96 | 0.96 | 20 | 0.953 | 0.953 | 1.041 | 1.041 | 1.041 | 2.297 | 2.297 | 2.297 | 2.297 | 0.953 | 0.953 | 0.953 | 20 | 1.192 | 1.192 | 1.192 | 1.192 | 1.192 | 1.192 | 1.181 | 1.181 | 1.181 | 1.181 | 1.192 | 1.192 | 20 | 1.02 | 1.02 | 1.02 | 1.02 | 1.02 | 1.13 | 1.13 | 1.13 | 1.13 | 1.02 | 1.02 | 1.02 | 20 | 1.071 | 1.071 | 0.907 | 0.907 | 0.907 | 1.157 | 1.157 | 1.157 | 1.157 | 1.071 | 1.071 | 1.071
21 | 0.5 | 0.5 | 0.5 | 0.5 | 0.5 | 0.5 | 0.5 | 0.5 | 0.5 | 0.5 | 0.5 | 0.5 | 21 | 1.089 | 1.089 | 1.089 | 1.089 | 1.089 | 1.089 | 1.342 | 1.342 | 1.342 | 1.342 | 1.089 | 1.089 | 21 | 0.96 | 0.96 | 0.96 | 0.96 | 0.96 | 1.35 | 1.35 | 1.35 | 1.35 | 0.96 | 0.96 | 0.96 | 21 | 0.857 | 0.857 | 0.819 | 0.819 | 0.819 | 1.069 | 1.069 | 1.069 | 1.069 | 0.857 | 0.857 | 0.857 | 21 | 1.192 | 1.192 | 1.192 | 1.192 | 1.192 | 1.192 | 1.181 | 1.181 | 1.181 | 1.181 | 1.192 | 1.192 | 21 | 1.02 | 1.02 | 1.02 | 1.02 | 1.02 | 1.13 | 1.13 | 1.13 | 1.13 | 1.02 | 1.02 | 1.02 | 21 | 1.018 | 1.018 | 0.937 | 0.937 | 0.937 | 1.011 | 1.011 | 1.011 | 1.011 | 1.018 | 1.018 | 1.018
22 | 0.5 | 0.5 | 0.5 | 0.5 | 0.5 | 0.5 | 0.5 | 0.5 | 0.5 | 0.5 | 0.5 | 0.5 | 22 | 0.947 | 0.947 | 0.947 | 0.947 | 0.947 | 0.947 | 1.342 | 1.342 | 1.342 | 1.342 | 0.947 | 0.947 | 22 | 0.89 | 0.89 | 0.89 | 0.89 | 0.89 | 1.35 | 1.35 | 1.35 | 1.35 | 0.89 | 0.89 | 0.89 | 22 | 0.857 | 0.857 | 0.819 | 0.819 | 0.819 | 1.069 | 1.069 | 1.069 | 1.069 | 0.857 | 0.857 | 0.857 | 22 | 1.078 | 1.078 | 1.078 | 1.078 | 1.078 | 1.078 | 1.181 | 1.181 | 1.181 | 1.181 | 1.078 | 1.078 | 22 | 1 | 1 | 1 | 1 | 1 | 1.13 | 1.13 | 1.13 | 1.13 | 1 | 1 | 1 | 22 | 1.018 | 1.018 | 0.937 | 0.937 | 0.937 | 1.011 | 1.011 | 1.011 | 1.011 | 1.018 | 1.018 | 1.018
23 | 0.5 | 0.5 | 0.5 | 0.5 | 0.5 | 0.5 | 0.5 | 0.5 | 0.5 | 0.5 | 0.5 | 0.5 | 23 | 0.679 | 0.679 | 0.679 | 0.679 | 0.679 | 0.679 | 0.801 | 0.801 | 0.801 | 0.801 | 0.679 | 0.679 | 23 | 0.89 | 0.89 | 0.89 | 0.89 | 0.89 | 1.35 | 1.35 | 1.35 | 1.35 | 0.89 | 0.89 | 0.89 | 23 | 0.808 | 0.808 | 0.828 | 0.828 | 0.828 | 0.798 | 0.798 | 0.798 | 0.798 | 0.808 | 0.808 | 0.808 | 23 | 0.774 | 0.774 | 0.774 | 0.774 | 0.774 | 0.774 | 0.9 | 0.9 | 0.9 | 0.9 | 0.774 | 0.774 | 23 | 1 | 1 | 1 | 1 | 1 | 1.13 | 1.13 | 1.13 | 1.13 | 1 | 1 | 1 | 23 | 0.963 | 0.963 | 0.987 | 0.987 | 0.987 | 0.951 | 0.951 | 0.951 | 0.951 | 0.963 | 0.963 | 0.963
24 | 0.5 | 0.5 | 0.5 | 0.5 | 0.5 | 0.5 | 0.5 | 0.5 | 0.5 | 0.5 | 0.5 | 0.5 | 24 | 0.679 | 0.679 | 0.679 | 0.679 | 0.679 | 0.679 | 0.801 | 0.801 | 0.801 | 0.801 | 0.679 | 0.679 | 24 | 0.89 | 0.89 | 0.89 | 0.89 | 0.89 | 0.86 | 0.86 | 0.86 | 0.86 | 0.89 | 0.89 | 0.89 | 24 | 0.808 | 0.808 | 0.828 | 0.828 | 0.828 | 0.798 | 0.798 | 0.798 | 0.798 | 0.808 | 0.808 | 0.808 | 24 | 0.774 | 0.774 | 0.774 | 0.774 | 0.774 | 0.774 | 0.9 | 0.9 | 0.9 | 0.9 | 0.774 | 0.774 | 24 | 1 | 1 | 1 | 1 | 1 | 0.96 | 0.96 | 0.96 | 0.96 | 1 | 1 | 1 | 24 | 0.963 | 0.963 | 0.987 | 0.987 | 0.987 | 0.951 | 0.951 | 0.951 | 0.951 | 0.963 | 0.963 | 0.963
Uniform Weekend Hour of Day Value Factor | [12 empty] | SDGE Weekend Hour of Day Value Factor | [12 empty] | SCE Weekend Hour of Day Value Factor | [12 empty] | PGE Weekend Hour of Day Value Factor | [12 empty] | SDGE Weekend Hour of Day Value Factor | [12 empty] | SCE Weekend Hour of Day Value Factor | [12 empty] | PGE Weekend Hour of Day Value Factor
Hour | 1 | 2 | 3 | 4 | 5 | 6 | 7 | 8 | 9 | 10 | 11 | 12 | Hour | 1 | 2 | 3 | 4 | 5 | 6 | 7 | 8 | 9 | 10 | 11 | 12 | Hour | 1 | 2 | 3 | 4 | 5 | 6 | 7 | 8 | 9 | 10 | 11 | 12 | Hour | 1 | 2 | 3 | 4 | 5 | 6 | 7 | 8 | 9 | 10 | 11 | 12 | Hour | 1 | 2 | 3 | 4 | 5 | 6 | 7 | 8 | 9 | 10 | 11 | 12 | Hour | 1 | 2 | 3 | 4 | 5 | 6 | 7 | 8 | 9 | 10 | 11 | 12 | Hour | 1 | 2 | 3 | 4 | 5 | 6 | 7 | 8 | 9 | 10 | 11 | 12
1 | 0.5 | 0.5 | 0.5 | 0.5 | 0.5 | 0.5 | 0.5 | 0.5 | 0.5 | 0.5 | 0.5 | 0.5 | 1 | 0.679 | 0.679 | 0.679 | 0.679 | 0.679 | 0.679 | 0.801 | 0.801 | 0.801 | 0.801 | 0.679 | 0.679 | 1 | 0.82 | 0.82 | 0.82 | 0.82 | 0.82 | 0.86 | 0.86 | 0.86 | 0.86 | 0.82 | 0.82 | 0.82 | 1 | 0.808 | 0.808 | 0.828 | 0.828 | 0.828 | 0.798 | 0.798 | 0.798 | 0.798 | 0.808 | 0.808 | 0.808 | 1 | 0.774 | 0.774 | 0.774 | 0.774 | 0.774 | 0.774 | 0.9 | 0.9 | 0.9 | 0.9 | 0.774 | 0.774 | 1 | 0.92 | 0.92 | 0.92 | 0.92 | 0.92 | 0.96 | 0.96 | 0.96 | 0.96 | 0.92 | 0.92 | 0.92 | 1 | 0.963 | 0.963 | 0.987 | 0.987 | 0.987 | 0.951 | 0.951 | 0.951 | 0.951 | 0.963 | 0.963 | 0.963
2 | 0.5 | 0.5 | 0.5 | 0.5 | 0.5 | 0.5 | 0.5 | 0.5 | 0.5 | 0.5 | 0.5 | 0.5 | 2 | 0.679 | 0.679 | 0.679 | 0.679 | 0.679 | 0.679 | 0.801 | 0.801 | 0.801 | 0.801 | 0.679 | 0.679 | 2 | 0.82 | 0.82 | 0.82 | 0.82 | 0.82 | 0.86 | 0.86 | 0.86 | 0.86 | 0.82 | 0.82 | 0.82 | 2 | 0.808 | 0.808 | 0.828 | 0.828 | 0.828 | 0.798 | 0.798 | 0.798 | 0.798 | 0.808 | 0.808 | 0.808 | 2 | 0.774 | 0.774 | 0.774 | 0.774 | 0.774 | 0.774 | 0.9 | 0.9 | 0.9 | 0.9 | 0.774 | 0.774 | 2 | 0.92 | 0.92 | 0.92 | 0.92 | 0.92 | 0.96 | 0.96 | 0.96 | 0.96 | 0.92 | 0.92 | 0.92 | 2 | 0.963 | 0.963 | 0.987 | 0.987 | 0.987 | 0.951 | 0.951 | 0.951 | 0.951 | 0.963 | 0.963 | 0.963
3 | 0.5 | 0.5 | 0.5 | 0.5 | 0.5 | 0.5 | 0.5 | 0.5 | 0.5 | 0.5 | 0.5 | 0.5 | 3 | 0.679 | 0.679 | 0.679 | 0.679 | 0.679 | 0.679 | 0.801 | 0.801 | 0.801 | 0.801 | 0.679 | 0.679 | 3 | 0.82 | 0.82 | 0.82 | 0.82 | 0.82 | 0.86 | 0.86 | 0.86 | 0.86 | 0.82 | 0.82 | 0.82 | 3 | 0.808 | 0.808 | 0.828 | 0.828 | 0.828 | 0.798 | 0.798 | 0.798 | 0.798 | 0.808 | 0.808 | 0.808 | 3 | 0.774 | 0.774 | 0.774 | 0.774 | 0.774 | 0.774 | 0.9 | 0.9 | 0.9 | 0.9 | 0.774 | 0.774 | 3 | 0.92 | 0.92 | 0.92 | 0.92 | 0.92 | 0.96 | 0.96 | 0.96 | 0.96 | 0.92 | 0.92 | 0.92 | 3 | 0.963 | 0.963 | 0.987 | 0.987 | 0.987 | 0.951 | 0.951 | 0.951 | 0.951 | 0.963 | 0.963 | 0.963
4 | 0.5 | 0.5 | 0.5 | 0.5 | 0.5 | 0.5 | 0.5 | 0.5 | 0.5 | 0.5 | 0.5 | 0.5 | 4 | 0.679 | 0.679 | 0.679 | 0.679 | 0.679 | 0.679 | 0.801 | 0.801 | 0.801 | 0.801 | 0.679 | 0.679 | 4 | 0.82 | 0.82 | 0.82 | 0.82 | 0.82 | 0.86 | 0.86 | 0.86 | 0.86 | 0.82 | 0.82 | 0.82 | 4 | 0.808 | 0.808 | 0.828 | 0.828 | 0.828 | 0.798 | 0.798 | 0.798 | 0.798 | 0.808 | 0.808 | 0.808 | 4 | 0.774 | 0.774 | 0.774 | 0.774 | 0.774 | 0.774 | 0.9 | 0.9 | 0.9 | 0.9 | 0.774 | 0.774 | 4 | 0.92 | 0.92 | 0.92 | 0.92 | 0.92 | 0.96 | 0.96 | 0.96 | 0.96 | 0.92 | 0.92 | 0.92 | 4 | 0.963 | 0.963 | 0.987 | 0.987 | 0.987 | 0.951 | 0.951 | 0.951 | 0.951 | 0.963 | 0.963 | 0.963
5 | 0.5 | 0.5 | 0.5 | 0.5 | 0.5 | 0.5 | 0.5 | 0.5 | 0.5 | 0.5 | 0.5 | 0.5 | 5 | 0.679 | 0.679 | 0.679 | 0.679 | 0.679 | 0.679 | 0.801 | 0.801 | 0.801 | 0.801 | 0.679 | 0.679 | 5 | 0.82 | 0.82 | 0.82 | 0.82 | 0.82 | 0.86 | 0.86 | 0.86 | 0.86 | 0.82 | 0.82 | 0.82 | 5 | 0.808 | 0.808 | 0.828 | 0.828 | 0.828 | 0.798 | 0.798 | 0.798 | 0.798 | 0.808 | 0.808 | 0.808 | 5 | 0.774 | 0.774 | 0.774 | 0.774 | 0.774 | 0.774 | 0.9 | 0.9 | 0.9 | 0.9 | 0.774 | 0.774 | 5 | 0.92 | 0.92 | 0.92 | 0.92 | 0.92 | 0.96 | 0.96 | 0.96 | 0.96 | 0.92 | 0.92 | 0.92 | 5 | 0.963 | 0.963 | 0.987 | 0.987 | 0.987 | 0.951 | 0.951 | 0.951 | 0.951 | 0.963 | 0.963 | 0.963
6 | 0.5 | 0.5 | 0.5 | 0.5 | 0.5 | 0.5 | 0.5 | 0.5 | 0.5 | 0.5 | 0.5 | 0.5 | 6 | 0.679 | 0.679 | 0.679 | 0.679 | 0.679 | 0.679 | 0.801 | 0.801 | 0.801 | 0.801 | 0.679 | 0.679 | 6 | 0.82 | 0.82 | 0.82 | 0.82 | 0.82 | 0.86 | 0.86 | 0.86 | 0.86 | 0.82 | 0.82 | 0.82 | 6 | 0.808 | 0.808 | 0.828 | 0.828 | 0.828 | 0.798 | 0.798 | 0.798 | 0.798 | 0.808 | 0.808 | 0.808 | 6 | 0.774 | 0.774 | 0.774 | 0.774 | 0.774 | 0.774 | 0.9 | 0.9 | 0.9 | 0.9 | 0.774 | 0.774 | 6 | 0.92 | 0.92 | 0.92 | 0.92 | 0.92 | 0.96 | 0.96 | 0.96 | 0.96 | 0.92 | 0.92 | 0.92 | 6 | 0.963 | 0.963 | 0.987 | 0.987 | 0.987 | 0.951 | 0.951 | 0.951 | 0.951 | 0.963 | 0.963 | 0.963
7 | 0.5 | 0.5 | 0.5 | 0.5 | 0.5 | 0.5 | 0.5 | 0.5 | 0.5 | 0.5 | 0.5 | 0.5 | 7 | 0.679 | 0.679 | 0.679 | 0.679 | 0.679 | 0.679 | 0.801 | 0.801 | 0.801 | 0.801 | 0.679 | 0.679 | 7 | 0.89 | 0.89 | 0.89 | 0.89 | 0.89 | 0.86 | 0.86 | 0.86 | 0.86 | 0.89 | 0.89 | 0.89 | 7 | 0.857 | 0.857 | 0.819 | 0.819 | 0.819 | 1.069 | 1.069 | 1.069 | 1.069 | 0.857 | 0.857 | 0.857 | 7 | 0.774 | 0.774 | 0.774 | 0.774 | 0.774 | 0.774 | 0.9 | 0.9 | 0.9 | 0.9 | 0.774 | 0.774 | 7 | 1 | 1 | 1 | 1 | 1 | 0.96 | 0.96 | 0.96 | 0.96 | 1 | 1 | 1 | 7 | 1.018 | 1.018 | 0.937 | 0.937 | 0.937 | 1.011 | 1.011 | 1.011 | 1.011 | 1.018 | 1.018 | 1.018
8 | 0.5 | 0.5 | 0.5 | 0.5 | 0.5 | 0.5 | 0.5 | 0.5 | 0.5 | 0.5 | 0.5 | 0.5 | 8 | 0.679 | 0.679 | 0.679 | 0.679 | 0.679 | 0.679 | 0.801 | 0.801 | 0.801 | 0.801 | 0.679 | 0.679 | 8 | 0.89 | 0.89 | 0.89 | 0.89 | 0.89 | 0.86 | 0.86 | 0.86 | 0.86 | 0.89 | 0.89 | 0.89 | 8 | 0.857 | 0.857 | 0.819 | 0.819 | 0.819 | 1.069 | 1.069 | 1.069 | 1.069 | 0.857 | 0.857 | 0.857 | 8 | 0.774 | 0.774 | 0.774 | 0.774 | 0.774 | 0.774 | 0.9 | 0.9 | 0.9 | 0.9 | 0.774 | 0.774 | 8 | 1 | 1 | 1 | 1 | 1 | 0.96 | 0.96 | 0.96 | 0.96 | 1 | 1 | 1 | 8 | 1.018 | 1.018 | 0.937 | 0.937 | 0.937 | 1.011 | 1.011 | 1.011 | 1.011 | 1.018 | 1.018 | 1.018
9 | 0.5 | 0.5 | 0.5 | 0.5 | 0.5 | 0.5 | 0.5 | 0.5 | 0.5 | 0.5 | 0.5 | 0.5 | 9 | 0.679 | 0.679 | 0.679 | 0.679 | 0.679 | 0.679 | 0.801 | 0.801 | 0.801 | 0.801 | 0.679 | 0.679 | 9 | 0.89 | 0.89 | 0.89 | 0.89 | 0.89 | 0.86 | 0.86 | 0.86 | 0.86 | 0.89 | 0.89 | 0.89 | 9 | 0.857 | 0.857 | 0.819 | 0.819 | 0.819 | 1.069 | 1.069 | 1.069 | 1.069 | 0.857 | 0.857 | 0.857 | 9 | 0.774 | 0.774 | 0.774 | 0.774 | 0.774 | 0.774 | 0.9 | 0.9 | 0.9 | 0.9 | 0.774 | 0.774 | 9 | 1 | 1 | 1 | 1 | 1 | 0.96 | 0.96 | 0.96 | 0.96 | 1 | 1 | 1 | 9 | 1.018 | 1.018 | 0.937 | 0.937 | 0.937 | 1.011 | 1.011 | 1.011 | 1.011 | 1.018 | 1.018 | 1.018
10 | 0.5 | 0.5 | 0.5 | 0.5 | 0.5 | 0.5 | 0.5 | 0.5 | 0.5 | 0.5 | 0.5 | 0.5 | 10 | 0.679 | 0.679 | 0.679 | 0.679 | 0.679 | 0.679 | 0.801 | 0.801 | 0.801 | 0.801 | 0.679 | 0.679 | 10 | 0.89 | 0.89 | 0.89 | 0.89 | 0.89 | 0.86 | 0.86 | 0.86 | 0.86 | 0.89 | 0.89 | 0.89 | 10 | 0.857 | 0.857 | 0.819 | 0.819 | 0.819 | 1.069 | 1.069 | 1.069 | 1.069 | 0.857 | 0.857 | 0.857 | 10 | 0.774 | 0.774 | 0.774 | 0.774 | 0.774 | 0.774 | 0.9 | 0.9 | 0.9 | 0.9 | 0.774 | 0.774 | 10 | 1 | 1 | 1 | 1 | 1 | 0.96 | 0.96 | 0.96 | 0.96 | 1 | 1 | 1 | 10 | 1.018 | 1.018 | 0.937 | 0.937 | 0.937 | 1.011 | 1.011 | 1.011 | 1.011 | 1.018 | 1.018 | 1.018
11 | 0.5 | 0.5 | 0.5 | 0.5 | 0.5 | 0.5 | 0.5 | 0.5 | 0.5 | 0.5 | 0.5 | 0.5 | 11 | 0.679 | 0.679 | 0.679 | 0.679 | 0.679 | 0.679 | 0.801 | 0.801 | 0.801 | 0.801 | 0.679 | 0.679 | 11 | 0.89 | 0.89 | 0.89 | 0.89 | 0.89 | 0.86 | 0.86 | 0.86 | 0.86 | 0.89 | 0.89 | 0.89 | 11 | 0.857 | 0.857 | 0.819 | 0.819 | 0.819 | 1.069 | 1.069 | 1.069 | 1.069 | 0.857 | 0.857 | 0.857 | 11 | 0.774 | 0.774 | 0.774 | 0.774 | 0.774 | 0.774 | 0.9 | 0.9 | 0.9 | 0.9 | 0.774 | 0.774 | 11 | 1 | 1 | 1 | 1 | 1 | 0.96 | 0.96 | 0.96 | 0.96 | 1 | 1 | 1 | 11 | 1.018 | 1.018 | 0.937 | 0.937 | 0.937 | 1.011 | 1.011 | 1.011 | 1.011 | 1.018 | 1.018 | 1.018
12 | 0.5 | 0.5 | 0.5 | 0.5 | 0.5 | 0.5 | 0.5 | 0.5 | 0.5 | 0.5 | 0.5 | 0.5 | 12 | 0.679 | 0.679 | 0.679 | 0.679 | 0.679 | 0.679 | 0.801 | 0.801 | 0.801 | 0.801 | 0.679 | 0.679 | 12 | 0.89 | 0.89 | 0.89 | 0.89 | 0.89 | 0.86 | 0.86 | 0.86 | 0.86 | 0.89 | 0.89 | 0.89 | 12 | 0.857 | 0.857 | 0.819 | 0.819 | 0.819 | 1.069 | 1.069 | 1.069 | 1.069 | 0.857 | 0.857 | 0.857 | 12 | 0.774 | 0.774 | 0.774 | 0.774 | 0.774 | 0.774 | 0.9 | 0.9 | 0.9 | 0.9 | 0.774 | 0.774 | 12 | 1 | 1 | 1 | 1 | 1 | 0.96 | 0.96 | 0.96 | 0.96 | 1 | 1 | 1 | 12 | 1.018 | 1.018 | 0.937 | 0.937 | 0.937 | 1.011 | 1.011 | 1.011 | 1.011 | 1.018 | 1.018 | 1.018
13 | 0.5 | 0.5 | 0.5 | 0.5 | 0.5 | 0.5 | 0.5 | 0.5 | 0.5 | 0.5 | 0.5 | 0.5 | 13 | 0.679 | 0.679 | 0.679 | 0.679 | 0.679 | 0.679 | 0.801 | 0.801 | 0.801 | 0.801 | 0.679 | 0.679 | 13 | 0.89 | 0.89 | 0.89 | 0.89 | 0.89 | 0.86 | 0.86 | 0.86 | 0.86 | 0.89 | 0.89 | 0.89 | 13 | 0.857 | 0.857 | 0.819 | 0.819 | 0.819 | 1.069 | 1.069 | 1.069 | 1.069 | 0.857 | 0.857 | 0.857 | 13 | 0.774 | 0.774 | 0.774 | 0.774 | 0.774 | 0.774 | 0.9 | 0.9 | 0.9 | 0.9 | 0.774 | 0.774 | 13 | 1 | 1 | 1 | 1 | 1 | 0.96 | 0.96 | 0.96 | 0.96 | 1 | 1 | 1 | 13 | 1.018 | 1.018 | 0.937 | 0.937 | 0.937 | 1.011 | 1.011 | 1.011 | 1.011 | 1.018 | 1.018 | 1.018
14 | 0.5 | 0.5 | 0.5 | 0.5 | 0.5 | 0.5 | 0.5 | 0.5 | 0.5 | 0.5 | 0.5 | 0.5 | 14 | 0.679 | 0.679 | 0.679 | 0.679 | 0.679 | 0.679 | 0.801 | 0.801 | 0.801 | 0.801 | 0.679 | 0.679 | 14 | 0.89 | 0.89 | 0.89 | 0.89 | 0.89 | 0.86 | 0.86 | 0.86 | 0.86 | 0.89 | 0.89 | 0.89 | 14 | 0.857 | 0.857 | 0.819 | 0.819 | 0.819 | 1.069 | 1.069 | 1.069 | 1.069 | 0.857 | 0.857 | 0.857 | 14 | 0.774 | 0.774 | 0.774 | 0.774 | 0.774 | 0.774 | 0.9 | 0.9 | 0.9 | 0.9 | 0.774 | 0.774 | 14 | 1 | 1 | 1 | 1 | 1 | 0.96 | 0.96 | 0.96 | 0.96 | 1 | 1 | 1 | 14 | 1.018 | 1.018 | 0.937 | 0.937 | 0.937 | 1.011 | 1.011 | 1.011 | 1.011 | 1.018 | 1.018 | 1.018
15 | 0.5 | 0.5 | 0.5 | 0.5 | 0.5 | 0.5 | 0.5 | 0.5 | 0.5 | 0.5 | 0.5 | 0.5 | 15 | 0.679 | 0.679 | 0.679 | 0.679 | 0.679 | 0.679 | 0.801 | 0.801 | 0.801 | 0.801 | 0.679 | 0.679 | 15 | 0.89 | 0.89 | 0.89 | 0.89 | 0.89 | 0.86 | 0.86 | 0.86 | 0.86 | 0.89 | 0.89 | 0.89 | 15 | 0.857 | 0.857 | 0.819 | 0.819 | 0.819 | 1.069 | 1.069 | 1.069 | 1.069 | 0.857 | 0.857 | 0.857 | 15 | 0.774 | 0.774 | 0.774 | 0.774 | 0.774 | 0.774 | 0.9 | 0.9 | 0.9 | 0.9 | 0.774 | 0.774 | 15 | 1 | 1 | 1 | 1 | 1 | 0.96 | 0.96 | 0.96 | 0.96 | 1 | 1 | 1 | 15 | 1.018 | 1.018 | 0.937 | 0.937 | 0.937 | 1.011 | 1.011 | 1.011 | 1.011 | 1.018 | 1.018 | 1.018
16 | 0.5 | 0.5 | 0.5 | 0.5 | 0.5 | 0.5 | 0.5 | 0.5 | 0.5 | 0.5 | 0.5 | 0.5 | 16 | 0.679 | 0.679 | 0.679 | 0.679 | 0.679 | 0.679 | 0.801 | 0.801 | 0.801 | 0.801 | 0.679 | 0.679 | 16 | 0.89 | 0.89 | 0.89 | 0.89 | 0.89 | 0.86 | 0.86 | 0.86 | 0.86 | 0.89 | 0.89 | 0.89 | 16 | 0.857 | 0.857 | 0.819 | 0.819 | 0.819 | 1.069 | 1.069 | 1.069 | 1.069 | 0.857 | 0.857 | 0.857 | 16 | 0.774 | 0.774 | 0.774 | 0.774 | 0.774 | 0.774 | 0.9 | 0.9 | 0.9 | 0.9 | 0.774 | 0.774 | 16 | 1 | 1 | 1 | 1 | 1 | 0.96 | 0.96 | 0.96 | 0.96 | 1 | 1 | 1 | 16 | 1.018 | 1.018 | 0.937 | 0.937 | 0.937 | 1.011 | 1.011 | 1.011 | 1.011 | 1.018 | 1.018 | 1.018
17 | 0.5 | 0.5 | 0.5 | 0.5 | 0.5 | 0.5 | 0.5 | 0.5 | 0.5 | 0.5 | 0.5 | 0.5 | 17 | 0.679 | 0.679 | 0.679 | 0.679 | 0.679 | 0.679 | 0.801 | 0.801 | 0.801 | 0.801 | 0.679 | 0.679 | 17 | 0.89 | 0.89 | 0.89 | 0.89 | 0.89 | 0.86 | 0.86 | 0.86 | 0.86 | 0.89 | 0.89 | 0.89 | 17 | 0.857 | 0.857 | 0.819 | 0.819 | 0.819 | 1.069 | 1.069 | 1.069 | 1.069 | 0.857 | 0.857 | 0.857 | 17 | 0.774 | 0.774 | 0.774 | 0.774 | 0.774 | 0.774 | 0.9 | 0.9 | 0.9 | 0.9 | 0.774 | 0.774 | 17 | 1 | 1 | 1 | 1 | 1 | 0.96 | 0.96 | 0.96 | 0.96 | 1 | 1 | 1 | 17 | 1.018 | 1.018 | 0.937 | 0.937 | 0.937 | 1.011 | 1.011 | 1.011 | 1.011 | 1.018 | 1.018 | 1.018
18 | 0.5 | 0.5 | 0.5 | 0.5 | 0.5 | 0.5 | 0.5 | 0.5 | 0.5 | 0.5 | 0.5 | 0.5 | 18 | 0.679 | 0.679 | 0.679 | 0.679 | 0.679 | 0.679 | 0.801 | 0.801 | 0.801 | 0.801 | 0.679 | 0.679 | 18 | 0.89 | 0.89 | 0.89 | 0.89 | 0.89 | 0.86 | 0.86 | 0.86 | 0.86 | 0.89 | 0.89 | 0.89 | 18 | 0.857 | 0.857 | 0.819 | 0.819 | 0.819 | 1.069 | 1.069 | 1.069 | 1.069 | 0.857 | 0.857 | 0.857 | 18 | 0.774 | 0.774 | 0.774 | 0.774 | 0.774 | 0.774 | 0.9 | 0.9 | 0.9 | 0.9 | 0.774 | 0.774 | 18 | 1 | 1 | 1 | 1 | 1 | 0.96 | 0.96 | 0.96 | 0.96 | 1 | 1 | 1 | 18 | 1.018 | 1.018 | 0.937 | 0.937 | 0.937 | 1.011 | 1.011 | 1.011 | 1.011 | 1.018 | 1.018 | 1.018
19 | 0.5 | 0.5 | 0.5 | 0.5 | 0.5 | 0.5 | 0.5 | 0.5 | 0.5 | 0.5 | 0.5 | 0.5 | 19 | 0.679 | 0.679 | 0.679 | 0.679 | 0.679 | 0.679 | 0.801 | 0.801 | 0.801 | 0.801 | 0.679 | 0.679 | 19 | 0.89 | 0.89 | 0.89 | 0.89 | 0.89 | 0.86 | 0.86 | 0.86 | 0.86 | 0.89 | 0.89 | 0.89 | 19 | 0.857 | 0.857 | 0.819 | 0.819 | 0.819 | 1.069 | 1.069 | 1.069 | 1.069 | 0.857 | 0.857 | 0.857 | 19 | 0.774 | 0.774 | 0.774 | 0.774 | 0.774 | 0.774 | 0.9 | 0.9 | 0.9 | 0.9 | 0.774 | 0.774 | 19 | 1 | 1 | 1 | 1 | 1 | 0.96 | 0.96 | 0.96 | 0.96 | 1 | 1 | 1 | 19 | 1.018 | 1.018 | 0.937 | 0.937 | 0.937 | 1.011 | 1.011 | 1.011 | 1.011 | 1.018 | 1.018 | 1.018
20 | 0.5 | 0.5 | 0.5 | 0.5 | 0.5 | 0.5 | 0.5 | 0.5 | 0.5 | 0.5 | 0.5 | 0.5 | 20 | 0.679 | 0.679 | 0.679 | 0.679 | 0.679 | 0.679 | 0.801 | 0.801 | 0.801 | 0.801 | 0.679 | 0.679 | 20 | 0.89 | 0.89 | 0.89 | 0.89 | 0.89 | 0.86 | 0.86 | 0.86 | 0.86 | 0.89 | 0.89 | 0.89 | 20 | 0.857 | 0.857 | 0.819 | 0.819 | 0.819 | 1.069 | 1.069 | 1.069 | 1.069 | 0.857 | 0.857 | 0.857 | 20 | 0.774 | 0.774 | 0.774 | 0.774 | 0.774 | 0.774 | 0.9 | 0.9 | 0.9 | 0.9 | 0.774 | 0.774 | 20 | 1 | 1 | 1 | 1 | 1 | 0.96 | 0.96 | 0.96 | 0.96 | 1 | 1 | 1 | 20 | 1.018 | 1.018 | 0.937 | 0.937 | 0.937 | 1.011 | 1.011 | 1.011 | 1.011 | 1.018 | 1.018 | 1.018
21 | 0.5 | 0.5 | 0.5 | 0.5 | 0.5 | 0.5 | 0.5 | 0.5 | 0.5 | 0.5 | 0.5 | 0.5 | 21 | 0.679 | 0.679 | 0.679 | 0.679 | 0.679 | 0.679 | 0.801 | 0.801 | 0.801 | 0.801 | 0.679 | 0.679 | 21 | 0.89 | 0.89 | 0.89 | 0.89 | 0.89 | 0.86 | 0.86 | 0.86 | 0.86 | 0.89 | 0.89 | 0.89 | 21 | 0.857 | 0.857 | 0.819 | 0.819 | 0.819 | 1.069 | 1.069 | 1.069 | 1.069 | 0.857 | 0.857 | 0.857 | 21 | 0.774 | 0.774 | 0.774 | 0.774 | 0.774 | 0.774 | 0.9 | 0.9 | 0.9 | 0.9 | 0.774 | 0.774 | 21 | 1 | 1 | 1 | 1 | 1 | 0.96 | 0.96 | 0.96 | 0.96 | 1 | 1 | 1 | 21 | 1.018 | 1.018 | 0.937 | 0.937 | 0.937 | 1.011 | 1.011 | 1.011 | 1.011 | 1.018 | 1.018 | 1.018
22 | 0.5 | 0.5 | 0.5 | 0.5 | 0.5 | 0.5 | 0.5 | 0.5 | 0.5 | 0.5 | 0.5 | 0.5 | 22 | 0.679 | 0.679 | 0.679 | 0.679 | 0.679 | 0.679 | 0.801 | 0.801 | 0.801 | 0.801 | 0.679 | 0.679 | 22 | 0.89 | 0.89 | 0.89 | 0.89 | 0.89 | 0.86 | 0.86 | 0.86 | 0.86 | 0.89 | 0.89 | 0.89 | 22 | 0.857 | 0.857 | 0.819 | 0.819 | 0.819 | 1.069 | 1.069 | 1.069 | 1.069 | 0.857 | 0.857 | 0.857 | 22 | 0.774 | 0.774 | 0.774 | 0.774 | 0.774 | 0.774 | 0.9 | 0.9 | 0.9 | 0.9 | 0.774 | 0.774 | 22 | 1 | 1 | 1 | 1 | 1 | 0.96 | 0.96 | 0.96 | 0.96 | 1 | 1 | 1 | 22 | 1.018 | 1.018 | 0.937 | 0.937 | 0.937 | 1.011 | 1.011 | 1.011 | 1.011 | 1.018 | 1.018 | 1.018
23 | 0.5 | 0.5 | 0.5 | 0.5 | 0.5 | 0.5 | 0.5 | 0.5 | 0.5 | 0.5 | 0.5 | 0.5 | 23 | 0.679 | 0.679 | 0.679 | 0.679 | 0.679 | 0.679 | 0.801 | 0.801 | 0.801 | 0.801 | 0.679 | 0.679 | 23 | 0.89 | 0.89 | 0.89 | 0.89 | 0.89 | 0.86 | 0.86 | 0.86 | 0.86 | 0.89 | 0.89 | 0.89 | 23 | 0.808 | 0.808 | 0.828 | 0.828 | 0.828 | 0.798 | 0.798 | 0.798 | 0.798 | 0.808 | 0.808 | 0.808 | 23 | 0.774 | 0.774 | 0.774 | 0.774 | 0.774 | 0.774 | 0.9 | 0.9 | 0.9 | 0.9 | 0.774 | 0.774 | 23 | 1 | 1 | 1 | 1 | 1 | 0.96 | 0.96 | 0.96 | 0.96 | 1 | 1 | 1 | 23 | 0.963 | 0.963 | 0.987 | 0.987 | 0.987 | 0.951 | 0.951 | 0.951 | 0.951 | 0.963 | 0.963 | 0.963
24 | 0.5 | 0.5 | 0.5 | 0.5 | 0.5 | 0.5 | 0.5 | 0.5 | 0.5 | 0.5 | 0.5 | 0.5 | 24 | 0.679 | 0.679 | 0.679 | 0.679 | 0.679 | 0.679 | 0.801 | 0.801 | 0.801 | 0.801 | 0.679 | 0.679 | 24 | 0.89 | 0.89 | 0.89 | 0.89 | 0.89 | 0.86 | 0.86 | 0.86 | 0.86 | 0.89 | 0.89 | 0.89 | 24 | 0.808 | 0.808 | 0.828 | 0.828 | 0.828 | 0.798 | 0.798 | 0.798 | 0.798 | 0.808 | 0.808 | 0.808 | 24 | 0.774 | 0.774 | 0.774 | 0.774 | 0.774 | 0.774 | 0.9 | 0.9 | 0.9 | 0.9 | 0.774 | 0.774 | 24 | 1 | 1 | 1 | 1 | 1 | 0.96 | 0.96 | 0.96 | 0.96 | 1 | 1 | 1 | 24 | 0.963 | 0.963 | 0.987 | 0.987 | 0.987 | 0.951 | 0.951 | 0.951 | 0.951 | 0.963 | 0.963 | 0.963

## Output Sheet
[18 empty] | PG&E | [25 empty] | SCE | [25 empty] | SDGE | [13 empty] | SDGE
Active Case |  | 0 |  |  | Performance Summary | [12 empty] | Average of Active Case [MW] | Column Labels | [24 empty] | Average of Active Case [MW] | Column Labels | [39 empty] | Hour Beginning | Hour Ending |  | January | February | March | April | May | June | July | August | September | October | November | December
1 | Press ctrl+F5 to refresh pivot tables | Yr | Annual In Plane Irradiance [kwh/m2] | Contract Capacity (MW) | MW DC | Interconnection Limit [MW AC] | Capacity Factor | Availability | Degradation | Undegraded Fraction | Annual AC Cable Loss Fraction | Annual GSU Loss Fraction | Annual Gen Tie Loss Fraction | Clipping | Specific Yield (post Availability) | Performance Ratio | Yearly Generation (MWH) Post Availability | Row Labels | 1 | 2 | 3 | 4 | 5 | 6 | 7 | 8 | 9 | 10 | 11 | 12 | 13 | 14 | 15 | 16 | 17 | 18 | 19 | 20 | 21 | 22 | 23 | 24 | Grand Total | Row Labels | 1 | 2 | 3 | 4 | 5 | 6 | 7 | 8 | 9 | 10 | 11 | 12 | 13 | 14 | 15 | 16 | 17 | 18 | 19 | 20 | 21 | 22 | 23 | 24 | Grand Total | Weekday | 2 | [12 empty] | Monday | 0:00 | 1 | 1 | 0% | 0% | 0% | 0% | 0% | 0% | 0% | 0% | 0% | 0% | 0% | 0%
0 |  | 1 | 0 | 0 | 0 | 0 | #DIV/0! | 0.99 | 0% | 100% |  |  |  |  | #DIV/0! | 0 | 0 | Jan | 0 | 0 | 0 | 0 | 0 | 0 | 10.5864 | 43.965 | 49.3572 | 49.8703 | 49.96 | 49.6068 | 48.7485 | 47.7765 | 46.9062 | 47.6824 | 46.9065 | 44.7846 | 25.3487 | 0.88601 | 0 | 0 | 0 | 0 | 23.4327 | 2013-01-01 | 0 | 0 | 0 | 0 | 0 | 0 | 16.232 | 47.068 | 49.96 | 49.96 | 49.96 | 49.96 | 49.96 | 49.96 | 49.96 | 49.96 | 49.96 | 49.96 | 25.907 | 0.7726 | 0 | 0 | 0 |  | 25.6339 | [14 empty] | Monday | 1:00 | 2 | 2 | 0% | 0% | 0% | 0% | 0% | 0% | 0% | 0% | 0% | 0% | 0% | 0%
|  | 2 |  | 0 | 0 | 0 | #DIV/0! | 0.99 | 0.7% | 99.3% |  |  |  |  | #DIV/0! | 0 | 0 | Feb | 0 | 0 | 0 | 0 | 0 | 0 | 3.1848 | 35.3631 | 48.3204 | 48.4104 | 48.3926 | 48.478 | 48.5672 | 47.9284 | 46.5809 | 46.1369 | 45.4798 | 42.6378 | 17.7673 | 0.08716 | 0 | 0 | 0 | 0 | 21.9723 | 2013-01-02 | 0 | 0 | 0 | 0 | 0 | 0 | 15.289 | 46.024 | 49.96 | 49.96 | 49.96 | 49.96 | 49.96 | 49.96 | 49.96 | 49.96 | 49.96 | 49.677 | 25.828 | 0.8381 | 0 | 0 | 0 | 0 | 24.4707 | Average of Active Case (Cap. Factor) | Month | [12 empty] | Monday | 2:00 | 3 | 3 | 0% | 0% | 0% | 0% | 0% | 0% | 0% | 0% | 0% | 0% | 0% | 0%
LGIA Limit [MW] |  | 3 |  | 0 | 0 | 0 | #DIV/0! | 0.99 | 0.7% | 99.3% |  |  |  |  | #DIV/0! | 0 | 0 | Mar | 0 | 0 | 0 | 0 | 0 | 0 | 0.21655 | 24.3671 | 48.0741 | 48.6127 | 48.9355 | 49.1526 | 48.7158 | 47.9306 | 46.783 | 47.3426 | 47.1467 | 37.8036 | 6.0054 | 0 | 0 | 0 | 0 | 0 | 20.8786 | 2013-01-03 | 0 | 0 | 0 | 0 | 0 | 0 | 14.986 | 45.388 | 49.96 | 49.96 | 49.96 | 46.88 | 36.685 | 45.737 | 49.96 | 49.96 | 49.96 | 48.577 | 24.659 | 0.5742 | 0 | 0 | 0 | 0 | 23.4686 | Hour (Ending) | 1 | 2 | 3 | 4 | 5 | 6 | 7 | 8 | 9 | 10 | 11 | 12 | Grand Total | Monday | 3:00 | 4 | 4 | 0% | 0% | 0% | 0% | 0% | 0% | 0% | 0% | 0% | 0% | 0% | 0%
0 |  | 4 |  | 0 | 0 | 0 | #DIV/0! | 0.99 | 0.7% | 99.3% |  |  |  |  | #DIV/0! | 0 | 0 | Apr | 0 | 0 | 0 | 0 | 0 | 0 | 0 | 14.4065 | 42.6505 | 45.7771 | 46.4635 | 44.9252 | 44.5885 | 44.9655 | 45.0017 | 44.4913 | 41.5887 | 19.8497 | 0.28642 | 0 | 0 | 0 | 0 | 0 | 18.1248 | 2013-01-04 | 0 | 0 | 0 | 0 | 0 | 0 | 14.24 | 46.259 | 49.96 | 49.96 | 49.96 | 49.96 | 49.96 | 33.665 | 49.275 | 49.96 | 48.637 | 16.614 | 1.663 | 0 | 0 | 0 | 0 | 0 | 21.2547 | 1 | 0% | 0% | 0% | 0% | 0% | 0% | 0% | 0% | 0% | 0% | 0% | 0% | 0% | Monday | 4:00 | 5 | 5 | 0% | 0% | 0% | 0% | 0% | 0% | 0% | 0% | 0% | 0% | 0% | 0%
|  | 5 |  | 0 | 0 | 0 | #DIV/0! | 0.99 | 0.7% | 99.3% |  |  |  |  | #DIV/0! | 0 | 0 | May | 0 | 0 | 0 | 0 | 0 | 0 | 0 | 5.3589 | 31.8596 | 35.6108 | 37.2349 | 36.3918 | 35.8133 | 35.8357 | 36.3502 | 36.2515 | 31.683 | 7.2394 | 0 | 0 | 0 | 0 | 0 | 0 | 13.7345 | 2013-01-05 | 0 | 0 | 0 | 0 | 0 | 0 | 15.919 | 48.048 | 49.96 | 49.96 | 49.96 | 49.96 | 49.96 | 49.96 | 49.96 | 49.96 | 49.96 | 49.96 | 28.642 | 1.222 | 0 | 0 | 0 | 0 | 24.7263 | 2 | 0% | 0% | 0% | 0% | 0% | 0% | 0% | 0% | 0% | 0% | 0% | 0% | 0% | Monday | 5:00 | 6 | 6 | 0% | 0% | 0% | 0% | 0% | 0% | 0% | 0% | 0% | 0% | 0.1211% | 0.1381%
Available Cases |  | 6 |  | 0 | 0 | 0 | #DIV/0! | 0.99 | 0.7% | 99.3% |  |  |  |  | #DIV/0! | 0 | 0 | Jun | 0 | 0 | 0 | 0 | 0 | 0 | 0 | 1.7081 | 22.0359 | 30.3564 | 30.9251 | 30.4862 | 30.806 | 30.5405 | 31.7568 | 32.049 | 27.9617 | 4.6725 | 0 | 0 | 0 | 0 | 0 | 0 | 11.3874 | 2013-01-06 | 0 | 0 | 0 | 0 | 0 | 0 | 15.354 | 47.989 | 49.96 | 49.96 | 49.96 | 49.96 | 49.96 | 49.96 | 49.96 | 49.96 | 49.96 | 49.96 | 29.044 | 1.244 | 0 | 0 | 0 | 0 | 24.718 | 3 | 0% | 0% | 0% | 0% | 0% | 0% | 0% | 0% | 0% | 0% | 0% | 0% | 0% | Monday | 6:00 | 7 | 7 | 17.28% | 5.306% | 0.2642% | 0% | 0% | 0% | 0% | 0% | 3.456% | 24.14% | 46.65% | 43.07%
1 | 0 | 7 |  | 0 | 0 | 0 | #DIV/0! | 0.99 | 0.7% | 99.3% |  |  |  |  | #DIV/0! | 0 | 0 | Jul | 0 | 0 | 0 | 0 | 0 | 0 | 0 | 1.7984 | 24.4321 | 34.8981 | 37.0903 | 35.4123 | 34.2901 | 35.1376 | 36.8351 | 36.6298 | 34.2029 | 9.0466 | 0 | 0 | 0 | 0 | 0 | 0 | 13.3239 | 2013-01-07 | 0 | 0 | 0 | 0 | 0 | 0 | 15.027 | 48.322 | 49.96 | 49.96 | 49.96 | 49.96 | 49.96 | 49.96 | 49.96 | 49.96 | 49.96 | 49.96 | 29.443 | 1.258 | 0 | 0 | 0 | 0 | 24.7354 | 4 | 0% | 0% | 0% | 0% | 0% | 0% | 0% | 0% | 0% | 0% | 0% | 0% | 0% | Monday | 7:00 | 8 | 8 | 73.34% | 56.89% | 46.15% | 31.23% | 9.026% | 3.427% | 3.453% | 16.56% | 54.13% | 93.06% | 98.19% | 96.39%
2 | 0 | 8 |  | 0 | 0 | 0 | #DIV/0! | 0.99 | 0.7% | 99.3% |  |  |  |  | #DIV/0! | 0 | 0 | Aug | 0 | 0 | 0 | 0 | 0 | 0 | 0 | 8.573 | 37.4022 | 41.3322 | 41.8424 | 41.08 | 41.2206 | 42.7451 | 43.2915 | 43.1352 | 40.2631 | 16.493 | 0 | 0 | 0 | 0 | 0 | 0 | 16.5574 | 2013-01-08 | 0 | 0 | 0 | 0 | 0 | 0 | 14.577 | 48.169 | 49.96 | 49.96 | 49.96 | 49.96 | 49.96 | 49.96 | 49.96 | 49.96 | 49.96 | 49.96 | 29.443 | 1.324 | 0 | 0 | 0 | 0 | 24.713 | 5 | 0% | 0% | 0% | 0% | 0% | 0% | 0% | 0% | 0% | 0% | 0% | 0% | 0% | Monday | 8:00 | 9 | 9 | 89.01% | 76.62% | 92.04% | 93.5% | 59.7% | 44.09% | 51.46% | 74.95% | 79.08% | 98.19% | 98.19% | 98.19%
3 | 0 | 9 |  | 0 | 0 | 0 | #DIV/0! | 0.99 | 0.7% | 99.3% |  |  |  |  | #DIV/0! | 0 | 0 | Sep | 0 | 0 | 0 | 0 | 0 | 0 | 1.3407 | 27.2409 | 41.9005 | 42.7961 | 42.2618 | 43.4623 | 43.9169 | 44.8908 | 41.084 | 41.2008 | 42.8105 | 26.2585 | 0.87795 | 0 | 0 | 0 | 0 | 0 | 18.3351 | 2013-01-09 | 0 | 0 | 0 | 0 | 0 | 0 | 12.002 | 44.491 | 49.96 | 49.96 | 49.96 | 49.96 | 49.96 | 49.96 | 49.96 | 49.96 | 49.96 | 49.96 | 26.507 | 0.9529 | 0 | 0 | 0 | 0 | 24.3147 | 6 | 0% | 0% | 0% | 0% | 0% | 0% | 0% | 0% | 0% | 0% | 0.1211% | 0.1381% | 0.02259% | Monday | 9:00 | 10 | 10 | 96.83% | 76.87% | 96.73% | 97.96% | 69.23% | 66.19% | 70.44% | 86.43% | 79.61% | 98.19% | 98.19% | 98.19%
4 | 0 | 10 |  | 0 | 0 | 0 | #DIV/0! | 0.99 | 0.7% | 99.3% |  |  |  |  | #DIV/0! | 0 | 0 | Oct | 0 | 0 | 0 | 0 | 0 | 0 | 10.7181 | 44.9998 | 47.843 | 46.9347 | 46.1044 | 46.7635 | 46.2938 | 47.4097 | 47.6245 | 46.8701 | 46.9108 | 35.2872 | 3.7325 | 0 | 0 | 0 | 0 | 0 | 21.5622 | 2013-01-10 | 0 | 0 | 0 | 0 | 0 | 0 | 12.083 | 44.618 | 49.96 | 49.96 | 49.96 | 49.96 | 49.96 | 49.96 | 49.96 | 49.96 | 49.96 | 47.667 | 25.518 | 0.9881 | 0 | 0 | 0 | 0 | 24.1881 | 7 | 17.28% | 5.306% | 0.2642% | 0% | 0% | 0% | 0% | 0% | 3.456% | 24.14% | 46.65% | 43.07% | 11.68% | Monday | 10:00 | 11 | 11 | 98.19% | 76.63% | 97.81% | 97.46% | 72.42% | 65.81% | 75.22% | 88.74% | 80.08% | 98.19% | 98.19% | 98.19%
5 | 0 | 11 |  | 0 | 0 | 0 | #DIV/0! | 0.99 | 0.7% | 99.3% |  |  |  |  | #DIV/0! | 0 | 0 | Nov | 0 | 0 | 0 | 0 | 0 | 0.086742 | 23.249 | 49.0267 | 49.96 | 49.8497 | 49.2116 | 49.5225 | 49.2746 | 49.2438 | 48.6887 | 48.4932 | 48.4275 | 45.3771 | 11.2159 | 0 | 0 | 0 | 0 | 0 | 23.8178 | 2013-01-11 | 0 | 0 | 0 | 0 | 0 | 0 | 11.161 | 44.453 | 49.96 | 49.96 | 49.96 | 49.96 | 49.96 | 49.96 | 49.96 | 49.96 | 49.96 | 49.706 | 26.553 | 1.066 | 0 | 0 | 0 | 0 | 24.2741 | 8 | 73.34% | 56.89% | 46.15% | 31.23% | 9.026% | 3.427% | 3.453% | 16.56% | 54.13% | 93.06% | 98.19% | 96.39% | 48.32% | Monday | 11:00 | 12 | 12 | 98.19% | 78.62% | 97.83% | 96.25% | 71.64% | 65.37% | 73.19% | 89.82% | 80.51% | 98.19% | 98.19% | 98.19%
6 | 0 | 12 |  | 0 | 0 | 0 | #DIV/0! | 0.99 | 0.7% | 99.3% |  |  |  |  | #DIV/0! | 0 | 0 | Dec | 0 | 0 | 0 | 0 | 0 | 0.059745 | 21.1573 | 48.5827 | 49.8686 | 49.8002 | 49.0956 | 49.2422 | 48.7247 | 48.6228 | 48.8724 | 49.0061 | 49.5578 | 46.8652 | 21.0157 | 0.24082 | 0 | 0 | 0 | 0 | 24.1963 | 2013-01-12 | 0 | 0 | 0 | 0 | 0 | 0 | 11.294 | 44.764 | 49.96 | 49.96 | 49.96 | 49.96 | 49.96 | 49.96 | 49.96 | 49.96 | 49.96 | 49.908 | 26.407 | 1.12 | 0 | 0 | 0 | 0 | 24.2972 | 9 | 89.01% | 76.62% | 92.04% | 93.5% | 59.7% | 44.09% | 51.46% | 74.95% | 79.08% | 98.19% | 98.19% | 98.19% | 79.66% | Monday | 12:00 | 13 | 13 | 94.93% | 85.73% | 95.67% | 95.76% | 72.77% | 61.48% | 67.68% | 91.79% | 81.3% | 98.19% | 98.19% | 98.19%
7 | 0 | 13 |  | 0 | 0 | 0 | #DIV/0! | 0.99 | 0.7% | 99.3% |  |  |  |  | #DIV/0! | 0 | 0 | Grand Total | 0 | 0 | 0 | 0 | 0 | 0.012204 | 5.8901 | 25.3935 | 41.105 | 43.6649 | 43.9425 | 43.6888 | 43.3848 | 43.5628 | 43.3062 | 43.2693 | 41.9011 | 27.9499 | 7.1454 | 0.10239 | 0 | 0 | 0 | 0 | 18.93 | 2013-01-13 | 0 | 0 | 0 | 0 | 0 | 0 | 11.866 | 45.542 | 49.96 | 49.96 | 49.96 | 49.96 | 49.96 | 49.96 | 49.96 | 49.96 | 49.96 | 49.96 | 28.222 | 1.16 | 0 | 0 | 0 | 0 | 24.4329 | 10 | 96.83% | 76.87% | 96.73% | 97.96% | 69.23% | 66.19% | 70.44% | 86.43% | 79.61% | 98.19% | 98.19% | 98.19% | 86.26% | Monday | 13:00 | 14 | 14 | 95.14% | 94.85% | 87.71% | 96.37% | 73.09% | 54.59% | 69.67% | 94.49% | 81.82% | 98.19% | 98.19% | 98.01%
8 | 0 | 14 |  | 0 | 0 | 0 | #DIV/0! | 0.99 | 0.7% | 99.3% |  |  |  |  | #DIV/0! | 0 | 0 | [26 empty] | 2013-01-14 | 0 | 0 | 0 | 0 | 0 | 0 | 11.246 | 45.992 | 49.96 | 49.96 | 49.96 | 49.96 | 49.96 | 49.96 | 49.96 | 49.96 | 49.96 | 49.96 | 28.368 | 1.167 | 0 | 0 | 0 | 0 | 24.4322 | 11 | 98.19% | 76.63% | 97.81% | 97.46% | 72.42% | 65.81% | 75.22% | 88.74% | 80.08% | 98.19% | 98.19% | 98.19% | 87.28% | Monday | 14:00 | 15 | 15 | 83.99% | 86.97% | 77.55% | 97.58% | 78.98% | 53.63% | 70.58% | 96.28% | 63.13% | 98.19% | 98.19% | 96.89%
9 | 0 | 15 |  | 0 | 0 | 0 | #DIV/0! | 0.99 | 0.7% | 99.3% |  |  |  |  | #DIV/0! | 0 | 0 | [26 empty] | 2013-01-15 | 0 | 0 | 0 | 0 | 0 | 0 | 10.801 | 46.104 | 49.96 | 49.96 | 49.96 | 49.96 | 49.96 | 49.96 | 49.96 | 49.96 | 49.96 | 49.96 | 27.982 | 1.109 | 0 | 0 | 0 | 0 | 24.3998 | 12 | 98.19% | 78.62% | 97.83% | 96.25% | 71.64% | 65.37% | 73.19% | 89.82% | 80.51% | 98.19% | 98.19% | 98.19% | 87.16% | Monday | 15:00 | 16 | 16 | 82.03% | 80.46% | 77.97% | 97.78% | 80.1% | 51.96% | 71.3% | 98.01% | 64.31% | 98.19% | 98.19% | 98.19%
10 | 0 | 16 |  | 0 | 0 | 0 | #DIV/0! | 0.99 | 0.7% | 99.3% |  |  |  |  | #DIV/0! | 0 | 0 | [26 empty] | 2013-01-16 | 0 | 0 | 0 | 0 | 0 | 0 | 10.485 | 45.594 | 49.96 | 49.96 | 49.96 | 49.96 | 32.99 | 9.99 | 5.776 | 22.639 | 49.96 | 49.96 | 28.914 | 1.183 | 0 | 0 | 0 | 0 | 19.0555 | 13 | 94.93% | 85.73% | 95.67% | 95.76% | 72.77% | 61.48% | 67.68% | 91.79% | 81.3% | 98.19% | 98.19% | 98.19% | 86.73% | Monday | 16:00 | 17 | 17 | 81.63% | 73.65% | 77.86% | 93.16% | 66.13% | 44.88% | 60.38% | 91.65% | 79.43% | 94.36% | 98.19% | 97.35%
11 | 0 | 17 |  | 0 | 0 | 0 | #DIV/0! | 0.99 | 0.7% | 99.3% |  |  |  |  | #DIV/0! | 0 | 0 | [26 empty] | 2013-01-17 | 0 | 0 | 0 | 0 | 0 | 0 | 11.069 | 45.849 | 49.96 | 49.96 | 49.96 | 49.96 | 49.96 | 49.96 | 49.96 | 49.96 | 49.96 | 49.96 | 29.676 | 1.239 | 0 | 0 | 0 | 0 | 24.4764 | 14 | 95.14% | 94.85% | 87.71% | 96.37% | 73.09% | 54.59% | 69.67% | 94.49% | 81.82% | 98.19% | 98.19% | 98.01% | 86.81% | Monday | 17:00 | 18 | 18 | 76.35% | 70.9% | 57.8% | 44.85% | 14.21% | 7.479% | 15.26% | 34.53% | 51.89% | 58.83% | 92.22% | 86.07%
12 | 0 | 18 |  | 0 | 0 | 0 | #DIV/0! | 0.99 | 0.7% | 99.3% |  |  |  |  | #DIV/0! | 0 | 0 | [26 empty] | 2013-01-18 | 0 | 0 | 0 | 0 | 0 | 0 | 10.766 | 45.686 | 49.96 | 49.96 | 49.96 | 49.96 | 49.96 | 49.96 | 49.96 | 49.96 | 49.96 | 49.96 | 29.909 | 1.235 | 0 | 0 | 0 | 0 | 24.4665 | 15 | 83.99% | 86.97% | 77.55% | 97.58% | 78.98% | 53.63% | 70.58% | 96.28% | 63.13% | 98.19% | 98.19% | 96.89% | 83.39% | Monday | 18:00 | 19 | 19 | 45.41% | 26.27% | 7.311% | 0.8496% | 0% | 0% | 0% | 0% | 1.836% | 5.937% | 21.04% | 37.4%
13 |  | 19 |  | 0 | 0 | 0 | #DIV/0! | 0.99 | 0.7% | 99.3% |  |  |  |  | #DIV/0! | 0 | 0 | [26 empty] | 2013-01-19 | 0 | 0 | 0 | 0 | 0 | 0 | 10.427 | 45.497 | 49.96 | 49.96 | 49.96 | 49.96 | 49.96 | 49.96 | 49.96 | 49.96 | 49.96 | 49.96 | 29.691 | 1.272 | 0 | 0 | 0 | 0 | 24.437 | 16 | 82.03% | 80.46% | 77.97% | 97.78% | 80.1% | 51.96% | 71.3% | 98.01% | 64.31% | 98.19% | 98.19% | 98.19% | 83.18% | Monday | 19:00 | 20 | 20 | 1.414% | 0.1804% | 0% | 0% | 0% | 0% | 0% | 0% | 0% | 0% | 0% | 0.5237%
14 |  | 20 |  | 0 | 0 | 0 | #DIV/0! | 0.99 | 0.7% | 99.3% |  |  |  |  | #DIV/0! | 0 | 0 | [26 empty] | 2013-01-20 | 0 | 0 | 0 | 0 | 0 | 0 | 10.161 | 45.239 | 49.96 | 49.96 | 49.96 | 49.96 | 49.96 | 49.96 | 49.96 | 49.96 | 49.96 | 49.96 | 29.964 | 1.266 | 0 | 0 | 0 | 0 | 24.4262 | 17 | 81.63% | 73.65% | 77.86% | 93.16% | 66.13% | 44.88% | 60.38% | 91.65% | 79.43% | 94.36% | 98.19% | 97.35% | 80.1% | Monday | 20:00 | 21 | 21 | 0% | 0% | 0% | 0% | 0% | 0% | 0% | 0% | 0% | 0% | 0% | 0%
15 |  | 21 |  | 0 | 0 | 0 | #DIV/0! | 0.99 | 0.7% | 99.3% |  |  |  |  | #DIV/0! | 0 | 0 | [26 empty] | 2013-01-21 | 0 | 0 | 0 | 0 | 0 | 0 | 2.059 | 13.205 | 31.274 | 47.179 | 49.96 | 49.96 | 43.312 | 43.755 | 32.065 | 28.171 | 16.249 | 15.45 | 12.769 | 0 | 0 | 0 | 0 | 0 | 16.0587 | 18 | 76.35% | 70.9% | 57.8% | 44.85% | 14.21% | 7.479% | 15.26% | 34.53% | 51.89% | 58.83% | 92.22% | 86.07% | 50.76% | Monday | 21:00 | 22 | 22 | 0% | 0% | 0% | 0% | 0% | 0% | 0% | 0% | 0% | 0% | 0% | 0%
16 |  | 22 |  | 0 | 0 | 0 | #DIV/0! | 0.99 | 0.7% | 99.3% |  |  |  |  | #DIV/0! | 0 | 0 | [26 empty] | 2013-01-22 | 0 | 0 | 0 | 0 | 0 | 0 | 8.518 | 44.233 | 49.96 | 49.96 | 49.96 | 49.96 | 49.96 | 49.96 | 49.96 | 49.96 | 49.96 | 49.96 | 28.39 | 0.8892 | 0 | 0 | 0 | 0 | 24.2346 | 19 | 45.41% | 26.27% | 7.311% | 0.8496% | 0% | 0% | 0% | 0% | 1.836% | 5.937% | 21.04% | 37.4% | 12.01% | Monday | 22:00 | 23 | 23 | 0% | 0% | 0% | 0% | 0% | 0% | 0% | 0% | 0% | 0% | 0% | 0%
17 |  | 23 |  | 0 | 0 | 0 | #DIV/0! | 0.99 | 0.7% | 99.3% |  |  |  |  | #DIV/0! | 0 | 0 | [26 empty] | 2013-01-23 | 0 | 0 | 0 | 0 | 0 | 0 | 8.182 | 43.77 | 49.96 | 49.96 | 49.96 | 49.96 | 49.96 | 49.96 | 49.96 | 49.96 | 49.96 | 49.96 | 28.044 | 0.8766 | 0 | 0 | 0 | 0 | 24.1864 | 20 | 1.414% | 0.1804% | 0% | 0% | 0% | 0% | 0% | 0% | 0% | 0% | 0% | 0.5237% | 0.173% | Monday | 23:00 | 24 | 24 | 0% | 0% | 0% | 0% | 0% | 0% | 0% | 0% | 0% | 0% | 0% | 0%
18 |  | 24 |  | 0 | 0 | 0 | #DIV/0! | 0.99 | 0.7% | 99.3% |  |  |  |  | #DIV/0! | 0 | 0 | [26 empty] | 2013-01-24 | 0 | 0 | 0 | 0 | 0 | 0 | 8.006 | 44.313 | 49.96 | 49.96 | 49.96 | 49.96 | 49.96 | 49.96 | 49.96 | 49.96 | 49.96 | 49.96 | 28.48 | 0.9235 | 0 | 0 | 0 | 0 | 24.2218 | 21 | 0% | 0% | 0% | 0% | 0% | 0% | 0% | 0% | 0% | 0% | 0% | 0% | 0% | Tuesday | 24:00 | 1 | 25 | 0% | 0% | 0% | 0% | 0% | 0% | 0% | 0% | 0% | 0% | 0% | 0%
19 |  | 25 |  | 0 | 0 | 0 | #DIV/0! | 0.99 | 0.7% | 99.3% |  |  |  |  | #DIV/0! | 0 | 0 | [26 empty] | 2013-01-25 | 0 | 0 | 0 | 0 | 0 | 0 | 7.637 | 42.776 | 49.96 | 49.96 | 49.96 | 49.96 | 49.96 | 49.96 | 49.96 | 49.96 | 49.96 | 49.96 | 27.685 | 0.8878 | 0 | 0 | 0 | 0 | 24.1077 | 22 | 0% | 0% | 0% | 0% | 0% | 0% | 0% | 0% | 0% | 0% | 0% | 0% | 0% | Tuesday | 25:00 | 2 | 26 | 0% | 0% | 0% | 0% | 0% | 0% | 0% | 0% | 0% | 0% | 0% | 0%
20 |  | 26 |  | 0 | 0 | 0 | #DIV/0! | 0.99 | 0.7% | 99.3% |  |  |  |  | #DIV/0! | 0 | 0 | [26 empty] | 2013-01-26 | 0 | 0 | 0 | 0 | 0 | 0 | 7.339 | 43.135 | 49.96 | 49.96 | 49.96 | 49.96 | 49.96 | 49.96 | 49.96 | 49.96 | 49.96 | 49.96 | 27.314 | 0.8097 | 0 | 0 | 0 | 0 | 24.0916 | 23 | 0% | 0% | 0% | 0% | 0% | 0% | 0% | 0% | 0% | 0% | 0% | 0% | 0% | Tuesday | 26:00 | 3 | 27 | 0% | 0% | 0% | 0% | 0% | 0% | 0% | 0% | 0% | 0% | 0% | 0%
21 |  | 27 |  | 0 | 0 | 0 | #DIV/0! | 0.99 | 0.7% | 99.3% |  |  |  |  | #DIV/0! | 0 | 0 |  | Column Labels 1: Column Labels |  | 2013-01-27 | 0 | 0 | 0 | 0 | 0 | 0 | 6.767 | 40.608 | 49.96 | 49.96 | 49.96 | 49.96 | 49.96 | 49.96 | 49.96 | 49.96 | 49.96 | 49.96 | 27.468 | 0.6904 | 0 | 0 | 0 | 0 | 23.9639 | 24 | 0% | 0% | 0% | 0% | 0% | 0% | 0% | 0% | 0% | 0% | 0% | 0% | 0% | Tuesday | 27:00 | 4 | 28 | 0% | 0% | 0% | 0% | 0% | 0% | 0% | 0% | 0% | 0% | 0% | 0%
22 |  | 28 |  | 0 | 0 | 0 | #DIV/0! | 0.99 | 0.7% | 99.3% |  |  |  |  | #DIV/0! | 0 | 0 |  | Column Labels 1: Jan; Column Labels 2: Feb; Column Labels 3: Mar; Column Labels 4: Apr; Column Labels 5: May; Column Labels 6: Jun; Column Labels 7: Jul; Column Labels 8: Aug; Column Labels 9: Sep; Column Labels 10: Oct; Column Labels 11: Nov; Column Labels 12: Dec; Column Labels 13: (blank); Column Labels 14: Grand Total |  | 2013-01-28 | 0 | 0 | 0 | 0 | 0 | 0 | 6.838 | 41.748 | 49.96 | 49.96 | 49.96 | 49.96 | 49.96 | 49.96 | 38.95 | 38.847 | 49.96 | 40.021 | 21.848 | 0.4537 | 0 | 0 | 0 | 0 | 22.4344 | Grand Total | 43.07% | 37.08% | 38.03% | 39.28% | 27.8% | 21.62% | 26.19% | 35.97% | 33.36% | 44.24% | 47.58% | 47.71% | 36.81% | Tuesday | 28:00 | 5 | 29 | 0% | 0% | 0% | 0% | 0% | 0% | 0% | 0% | 0% | 0% | 0% | 0%
23 |  | 29 |  | 0 | 0 | 0 | #DIV/0! | 0.99 | 0.7% | 99.3% |  |  |  |  | #DIV/0! | 0 | 0 | Monthly Generation | Column Labels 1: 17433.9382; Column Labels 2: 14765.3742; Column Labels 3: 15533.6761; Column Labels 4: 13049.841; Column Labels 5: 10218.4985; Column Labels 6: 8198.9457; Column Labels 7: 9912.9737; Column Labels 8: 12318.7273; Column Labels 9: 13201.2469; Column Labels 10: 16042.2611; Column Labels 11: 17148.8103; Column Labels 12: 18002.0724; Column Labels 14: 165826.3654 |  | 2013-01-29 | 0 | 0 | 0 | 0 | 0 | 0 | 6.365 | 42.868 | 49.96 | 49.96 | 49.96 | 49.96 | 49.96 | 49.96 | 34.553 | 49.96 | 28.458 | 12.175 | 19.193 | 0.391 | 0 | 0 | 0 | 0 | 20.5718 | [14 empty] | Tuesday | 29:00 | 6 | 30 | 0% | 0% | 0% | 0% | 0% | 0% | 0% | 0% | 0% | 0% | 0.09549% | 0.08857%
24 |  | 30 |  | 0 | 0 | 0 | #DIV/0! | 0.99 | 0.7% | 99.3% |  |  |  |  | #DIV/0! | 0 | 0 |  | Column Labels 1: Jan; Column Labels 2: Feb; Column Labels 3: Mar; Column Labels 4: Apr; Column Labels 5: May; Column Labels 6: Jun; Column Labels 7: Jul; Column Labels 8: Aug; Column Labels 9: Sep; Column Labels 10: Oct; Column Labels 11: Nov; Column Labels 12: Dec |  | 2013-01-30 | 0 | 0 | 0 | 0 | 0 | 0 | 5.595 | 42.732 | 49.96 | 49.96 | 49.96 | 42.092 | 49.297 | 48.964 | 44.472 | 39.577 | 11.837 | 10.804 | 6.112 | 0 | 0 | 0 | 0 | 0 | 18.8067 | [14 empty] | Tuesday | 30:00 | 7 | 31 | 22.21% | 6.276% | 0.5045% | 0% | 0% | 0% | 0% | 0% | 1.657% | 21.18% | 45.97% | 37.77%
25 | [18 empty] | Column Labels 1: 17433.9382; Column Labels 2: 14765.3742; Column Labels 3: 15533.6761; Column Labels 4: 13049.841; Column Labels 5: 10218.4985; Column Labels 6: 8198.9457; Column Labels 7: 9912.9737; Column Labels 8: 12318.7273; Column Labels 9: 13201.2469; Column Labels 10: 16042.2611; Column Labels 11: 17148.8103; Column Labels 12: 18002.0724 |  | 2013-01-31 | 0 | 0 | 0 | 0 | 0 | 0 | 5.886 | 42.431 | 49.96 | 49.96 | 49.96 | 49.96 | 49.96 | 49.96 | 49.96 | 49.96 | 49.96 | 48.524 | 26.168 | 0.5534 | 0 | 0 | 0 | 0 | 23.8834 | Weekday | 3 | [12 empty] | Tuesday | 31:00 | 8 | 32 | 89.8% | 71.8% | 49.98% | 31.41% | 8.531% | 3.066% | 3.678% | 19.14% | 43.77% | 91.18% | 90.85% | 90.62%
[15 empty] | Total Generation |  | 0 | [26 empty] | 2013-02-01 | 0 | 0 | 0 | 0 | 0 | 0 | 5.643 | 40.794 | 49.96 | 49.96 | 49.96 | 49.96 | 49.96 | 49.96 | 49.96 | 49.96 | 49.96 | 49.96 | 23.214 | 0.3216 | 0 | 0 | 0 | 0 | 23.7322 | [14 empty] | Tuesday | 32:00 | 9 | 33 | 98.19% | 98.19% | 97.27% | 94.27% | 54.22% | 46.78% | 49.55% | 84.76% | 69.13% | 97.02% | 98.19% | 97.21%
[44 empty] | 2013-02-02 | 0 | 0 | 0 | 0 | 0 | 0 | 5.476 | 41.503 | 49.96 | 49.96 | 49.96 | 49.96 | 49.96 | 49.96 | 49.96 | 49.96 | 49.96 | 49.96 | 25.755 | 0.4195 | 0 | 0 | 0 | 0 | 23.8647 | Average of Active Case (Cap. Factor) | Column Labels | [12 empty] | Tuesday | 33:00 | 10 | 34 | 98.19% | 98.19% | 98.19% | 97.95% | 61.36% | 48.29% | 69.14% | 91.1% | 72.46% | 93.04% | 98.19% | 96.24%
[44 empty] | 2013-02-03 | 0 | 0 | 0 | 0 | 0 | 0 | 5.421 | 41.051 | 49.96 | 49.96 | 49.96 | 49.96 | 49.96 | 49.96 | 49.96 | 49.96 | 49.96 | 49.96 | 25.558 | 0.5237 | 0 | 0 | 0 | 0 | 23.8397 | Row Labels | 1 | 2 | 3 | 4 | 5 | 6 | 7 | 8 | 9 | 10 | 11 | 12 | Grand Total | Tuesday | 34:00 | 11 | 35 | 98.19% | 98.19% | 98.19% | 97.48% | 61.82% | 46.29% | 72.17% | 93.78% | 70.12% | 92.45% | 87.89% | 87.66%
[44 empty] | 2013-02-04 | 0 | 0 | 0 | 0 | 0 | 0 | 5.177 | 40.895 | 49.96 | 49.96 | 49.96 | 49.96 | 49.96 | 49.96 | 49.96 | 49.96 | 49.96 | 49.96 | 25.407 | 0.3671 | 0 | 0 | 0 | 0 | 23.8103 | 1 | 0% | 0% | 0% | 0% | 0% | 0% | 0% | 0% | 0% | 0% | 0% | 0% | 0% | Tuesday | 35:00 | 12 | 36 | 98.19% | 98.19% | 98.19% | 95.5% | 65.23% | 48.27% | 69.7% | 91.36% | 68% | 88.25% | 93.67% | 89.44%
[44 empty] | 2013-02-05 | 0 | 0 | 0 | 0 | 0 | 0 | 5.075 | 40.887 | 49.96 | 49.96 | 49.96 | 49.96 | 49.96 | 49.96 | 49.96 | 49.96 | 49.96 | 49.96 | 26.109 | 0.2907 | 0 | 0 | 0 | 0 | 23.8317 | 2 | 0% | 0% | 0% | 0% | 0% | 0% | 0% | 0% | 0% | 0% | 0% | 0% | 0% | Tuesday | 36:00 | 13 | 37 | 98.19% | 98.19% | 91.42% | 94.71% | 69.54% | 52.35% | 65% | 90.15% | 70.87% | 82.77% | 88.09% | 83.14%
[44 empty] | 2013-02-06 | 0 | 0 | 0 | 0 | 0 | 0 | 4.277 | 40.091 | 49.96 | 49.96 | 49.96 | 49.96 | 49.96 | 49.96 | 49.96 | 49.96 | 49.96 | 49.96 | 25.609 | 0.2433 | 0 | 0 | 0 | 0 | 23.7425 | 3 | 0% | 0% | 0% | 0% | 0% | 0% | 0% | 0% | 0% | 0% | 0% | 0% | 0% | Tuesday | 37:00 | 14 | 38 | 98.19% | 98.19% | 97.39% | 91.42% | 73.29% | 53.08% | 65.56% | 87.36% | 79.98% | 84.62% | 95% | 82.75%
[44 empty] | 2013-02-07 | 0 | 0 | 0 | 0 | 0 | 0 | 4.71 | 40.727 | 49.96 | 49.96 | 49.96 | 49.96 | 49.96 | 49.96 | 49.96 | 49.96 | 49.96 | 49.96 | 24.048 | 0.2041 | 0 | 0 | 0 | 0 | 23.7204 | 4 | 0% | 0% | 0% | 0% | 0% | 0% | 0% | 0% | 0% | 0% | 0% | 0% | 0% | Tuesday | 38:00 | 15 | 39 | 92.14% | 97.48% | 93.3% | 78.89% | 67.03% | 54.44% | 67.82% | 88.34% | 82.57% | 83.22% | 98.19% | 86.24%
[44 empty] | 2013-02-08 | 0 | 0 | 0 | 0 | 0 | 0 | 4.738 | 40.374 | 49.96 | 49.96 | 49.96 | 49.96 | 49.96 | 49.96 | 49.96 | 49.96 | 49.96 | 49.96 | 23.765 | 0.07049 | 0 | 0 | 0 | 0 | 23.6895 | 5 | 0% | 0% | 0% | 0% | 0% | 0% | 0% | 0% | 0% | 0% | 0% | 0% | 0% | Tuesday | 39:00 | 16 | 40 | 98.19% | 98.19% | 98.19% | 77.62% | 67.02% | 52.78% | 66.85% | 91.82% | 83.32% | 85.31% | 98.19% | 86.57%
[44 empty] | 2013-02-09 | 0 | 0 | 0 | 0 | 0 | 0 | 4.392 | 39.004 | 49.96 | 49.96 | 49.96 | 49.96 | 49.96 | 49.96 | 49.96 | 49.96 | 49.96 | 49.96 | 23.762 | 0 | 0 | 0 | 0 | 0 | 23.6149 | 6 | 0% | 0% | 0% | 0% | 0% | 0% | 0% | 0% | 0% | 0% | 0.09549% | 0.08857% | 0.01556% | Tuesday | 40:00 | 17 | 41 | 89.74% | 93.51% | 97.6% | 76.1% | 56.88% | 45.85% | 71.71% | 87.36% | 74.06% | 87.36% | 98.19% | 96.37%
[44 empty] | 2013-02-10 | 0 | 0 | 0 | 0 | 0 | 0 | 4.238 | 39.567 | 49.96 | 49.96 | 49.96 | 49.96 | 49.96 | 49.96 | 46.804 | 48.432 | 47.617 | 48.015 | 22.88 | 0 | 0 | 0 | 0 | 0 | 23.2214 | 7 | 22.21% | 6.276% | 0.5045% | 0% | 0% | 0% | 0% | 0% | 1.657% | 21.18% | 45.97% | 37.77% | 11.76% | Tuesday | 41:00 | 18 | 42 | 83.34% | 72.79% | 73.83% | 37.54% | 12.23% | 7.48% | 16.52% | 38.84% | 45.13% | 69.51% | 93.61% | 93.64%
[44 empty] | 2013-02-11 | 0 | 0 | 0 | 0 | 0 | 0 | 4.031 | 39.399 | 49.96 | 49.96 | 49.96 | 49.96 | 49.96 | 49.96 | 31.267 | 40.266 | 43.613 | 45.996 | 12.995 | 0 | 0 | 0 | 0 | 0 | 21.5553 | 8 | 89.8% | 71.8% | 49.98% | 31.41% | 8.531% | 3.066% | 3.678% | 19.14% | 43.77% | 91.18% | 90.85% | 90.62% | 50.6% | Tuesday | 42:00 | 19 | 43 | 51.46% | 32.29% | 12.86% | 0.5546% | 0% | 0% | 0% | 0% | 1.079% | 7.267% | 22.75% | 38.67%
[44 empty] | 2013-02-12 | 0 | 0 | 0 | 0 | 0 | 0 | 3.74 | 38.583 | 49.96 | 49.96 | 49.96 | 49.96 | 49.96 | 49.96 | 48.515 | 49.96 | 40.434 | 3.046 | 7.065 | 0 | 0 | 0 | 0 | 0 | 20.4626 | 9 | 98.19% | 98.19% | 97.27% | 94.27% | 54.22% | 46.78% | 49.55% | 84.76% | 69.13% | 97.02% | 98.19% | 97.21% | 82.55% | Tuesday | 43:00 | 20 | 44 | 1.763% | 0.1428% | 0% | 0% | 0% | 0% | 0% | 0% | 0% | 0% | 0% | 0.3627%
[44 empty] | 2013-02-13 | 0 | 0 | 0 | 0 | 0 | 0 | 3.548 | 37.364 | 49.96 | 49.96 | 49.96 | 49.96 | 49.96 | 49.96 | 49.96 | 49.96 | 49.96 | 44.684 | 15.859 | 0 | 0 | 0 | 0 | 0 | 22.9623 | 10 | 98.19% | 98.19% | 98.19% | 97.95% | 61.36% | 48.29% | 69.14% | 91.1% | 72.46% | 93.04% | 98.19% | 96.24% | 85.73% | Tuesday | 44:00 | 21 | 45 | 0% | 0% | 0% | 0% | 0% | 0% | 0% | 0% | 0% | 0% | 0% | 0%
[44 empty] | 2013-02-14 | 0 | 0 | 0 | 0 | 0 | 0 | 3.236 | 36.389 | 47.965 | 49.96 | 49.96 | 49.96 | 49.96 | 49.154 | 27.863 | 20.386 | 45.113 | 41.733 | 19.18 | 0 | 0 | 0 | 0 | 0 | 20.4525 | 11 | 98.19% | 98.19% | 98.19% | 97.48% | 61.82% | 46.29% | 72.17% | 93.78% | 70.12% | 92.45% | 87.89% | 87.66% | 84.24% | Tuesday | 45:00 | 22 | 46 | 0% | 0% | 0% | 0% | 0% | 0% | 0% | 0% | 0% | 0% | 0% | 0%
[44 empty] | 2013-02-15 | 0 | 0 | 0 | 0 | 0 | 0 | 3.087 | 36.354 | 49.96 | 49.96 | 49.96 | 49.96 | 49.96 | 49.96 | 49.96 | 46.463 | 45.482 | 45.052 | 20.522 | 0 | 0 | 0 | 0 | 0 | 22.7783 | 12 | 98.19% | 98.19% | 98.19% | 95.5% | 65.23% | 48.27% | 69.7% | 91.36% | 68% | 88.25% | 93.67% | 89.44% | 84.1% | Tuesday | 46:00 | 23 | 47 | 0% | 0% | 0% | 0% | 0% | 0% | 0% | 0% | 0% | 0% | 0% | 0%
[44 empty] | 2013-02-16 | 0 | 0 | 0 | 0 | 0 | 0 | 2.2 | 33.209 | 49.96 | 49.96 | 49.96 | 48.287 | 36.322 | 24.567 | 18.92 | 20.872 | 24.452 | 24.493 | 11.201 | 0 | 0 | 0 | 0 | 0 | 16.4335 | 13 | 98.19% | 98.19% | 91.42% | 94.71% | 69.54% | 52.35% | 65% | 90.15% | 70.87% | 82.77% | 88.09% | 83.14% | 82.29% | Tuesday | 47:00 | 24 | 48 | 0% | 0% | 0% | 0% | 0% | 0% | 0% | 0% | 0% | 0% | 0% | 0%
[44 empty] | 2013-02-17 | 0 | 0 | 0 | 0 | 0 | 0 | 2.876 | 35.482 | 49.96 | 49.96 | 49.96 | 49.96 | 49.96 | 26.07 | 35.915 | 45.578 | 31.296 | 28.258 | 12.208 | 0 | 0 | 0 | 0 | 0 | 19.4785 | 14 | 98.19% | 98.19% | 97.39% | 91.42% | 73.29% | 53.08% | 65.56% | 87.36% | 79.98% | 84.62% | 95% | 82.75% | 83.96% | Wednesday | 48:00 | 1 | 49 | 0% | 0% | 0% | 0% | 0% | 0% | 0% | 0% | 0% | 0% | 0% | 0%
[44 empty] | 2013-02-18 | 0 | 0 | 0 | 0 | 0 | 0 | 0 | 3.237 | 6.047 | 6.572 | 6.072 | 10.137 | 24.599 | 43.163 | 45.821 | 23.561 | 6.354 | 1.434 | 0.2497 | 0 | 0 | 0 | 0 | 0 | 7.3853 | 15 | 92.14% | 97.48% | 93.3% | 78.89% | 67.03% | 54.44% | 67.82% | 88.34% | 82.57% | 83.22% | 98.19% | 86.24% | 82.4% | Wednesday | 49:00 | 2 | 50 | 0% | 0% | 0% | 0% | 0% | 0% | 0% | 0% | 0% | 0% | 0% | 0%
[44 empty] | 2013-02-19 | 0 | 0 | 0 | 0 | 0 | 0 | 2.624 | 35.007 | 49.96 | 49.96 | 49.96 | 49.96 | 49.96 | 49.96 | 49.96 | 49.96 | 49.96 | 46.41 | 17.747 | 0 | 0 | 0 | 0 | 0 | 22.9762 | 16 | 98.19% | 98.19% | 98.19% | 77.62% | 67.02% | 52.78% | 66.85% | 91.82% | 83.32% | 85.31% | 98.19% | 86.57% | 83.6% | Wednesday | 50:00 | 3 | 51 | 0% | 0% | 0% | 0% | 0% | 0% | 0% | 0% | 0% | 0% | 0% | 0%
[44 empty] | 2013-02-20 | 0 | 0 | 0 | 0 | 0 | 0 | 2.466 | 34.332 | 49.96 | 49.96 | 49.96 | 49.96 | 49.96 | 49.96 | 49.96 | 49.96 | 49.96 | 49.703 | 15.966 | 0 | 0 | 0 | 0 | 0 | 23.0045 | 17 | 89.74% | 93.51% | 97.6% | 76.1% | 56.88% | 45.85% | 71.71% | 87.36% | 74.06% | 87.36% | 98.19% | 96.37% | 81.51% | Wednesday | 51:00 | 4 | 52 | 0% | 0% | 0% | 0% | 0% | 0% | 0% | 0% | 0% | 0% | 0% | 0%
[44 empty] | 2013-02-21 | 0 | 0 | 0 | 0 | 0 | 0 | 1.931 | 33.127 | 49.96 | 49.96 | 49.96 | 49.96 | 49.96 | 49.96 | 49.96 | 49.96 | 49.96 | 49.58 | 17.159 | 0 | 0 | 0 | 0 | 0 | 22.9765 | 18 | 83.34% | 72.79% | 73.83% | 37.54% | 12.23% | 7.48% | 16.52% | 38.84% | 45.13% | 69.51% | 93.61% | 93.64% | 54.31% | Wednesday | 52:00 | 5 | 53 | 0% | 0% | 0% | 0% | 0% | 0% | 0% | 0% | 0% | 0% | 0% | 0%
[44 empty] | 2013-02-22 | 0 | 0 | 0 | 0 | 0 | 0 | 1.869 | 32.753 | 49.96 | 49.96 | 49.96 | 49.96 | 49.96 | 49.96 | 49.96 | 49.96 | 49.96 | 47.565 | 15.43 | 0 | 0 | 0 | 0 | 0 | 22.8024 | 19 | 51.46% | 32.29% | 12.86% | 0.5546% | 0% | 0% | 0% | 0% | 1.079% | 7.267% | 22.75% | 38.67% | 14.45% | Wednesday | 53:00 | 6 | 54 | 0% | 0% | 0% | 0% | 0% | 0% | 0% | 0% | 0% | 0% | 0.2072% | 0.1903%
[44 empty] | 2013-02-23 | 0 | 0 | 0 | 0 | 0 | 0 | 1.624 | 31.942 | 49.96 | 49.96 | 49.96 | 49.96 | 49.96 | 49.96 | 49.96 | 47.075 | 39.834 | 28.3 | 12.289 | 0 | 0 | 0 | 0 | 0 | 21.2827 | 20 | 1.763% | 0.1428% | 0% | 0% | 0% | 0% | 0% | 0% | 0% | 0% | 0% | 0.3627% | 0.2113% | Wednesday | 54:00 | 7 | 55 | 20.26% | 5.667% | 0.456% | 0% | 0% | 0% | 0% | 0% | 1.864% | 13.5% | 45.18% | 43.89%
[44 empty] | 2013-02-24 | 0 | 0 | 0 | 0 | 0 | 0 | 1.435 | 31.648 | 49.96 | 49.96 | 49.96 | 49.96 | 49.96 | 49.96 | 49.96 | 49.96 | 49.96 | 48.344 | 14.73 | 0 | 0 | 0 | 0 | 0 | 22.7415 | 21 | 0% | 0% | 0% | 0% | 0% | 0% | 0% | 0% | 0% | 0% | 0% | 0% | 0% | Wednesday | 55:00 | 8 | 56 | 87.5% | 70.57% | 50.29% | 27.41% | 10.46% | 2.737% | 2.048% | 19.91% | 42.59% | 71.54% | 97.21% | 96.64%
[44 empty] | 2013-02-25 | 0 | 0 | 0 | 0 | 0 | 0 | 1.591 | 32.252 | 49.96 | 49.96 | 49.96 | 49.96 | 49.96 | 49.96 | 49.96 | 49.96 | 49.96 | 46.903 | 14.816 | 0 | 0 | 0 | 0 | 0 | 22.7168 | 22 | 0% | 0% | 0% | 0% | 0% | 0% | 0% | 0% | 0% | 0% | 0% | 0% | 0% | Wednesday | 56:00 | 9 | 57 | 98.19% | 98.19% | 98.17% | 72.57% | 54.2% | 33.49% | 29.38% | 87.7% | 68.06% | 83.11% | 98.19% | 98.19%
[44 empty] | 2013-02-26 | 0 | 0 | 0 | 0 | 0 | 0 | 1.333 | 31.647 | 49.96 | 49.96 | 49.96 | 49.96 | 49.96 | 49.96 | 49.96 | 49.96 | 49.96 | 48.73 | 14.795 | 0 | 0 | 0 | 0 | 0 | 22.756 | 23 | 0% | 0% | 0% | 0% | 0% | 0% | 0% | 0% | 0% | 0% | 0% | 0% | 0% | Wednesday | 57:00 | 10 | 58 | 98.19% | 98.19% | 98.19% | 76.76% | 63.42% | 51.96% | 47.32% | 89.51% | 71.41% | 74.52% | 98.19% | 98.19%
[44 empty] | 2013-02-27 | 0 | 0 | 0 | 0 | 0 | 0 | 1.242 | 31.84 | 49.96 | 49.96 | 49.96 | 49.96 | 49.96 | 49.96 | 49.96 | 49.96 | 49.96 | 49.329 | 15.21 | 0 | 0 | 0 | 0 | 0 | 22.8025 | 24 | 0% | 0% | 0% | 0% | 0% | 0% | 0% | 0% | 0% | 0% | 0% | 0% | 0% | Wednesday | 58:00 | 11 | 59 | 98.19% | 98.19% | 98.19% | 86.98% | 66.07% | 52.53% | 54.8% | 86.47% | 71.65% | 68.37% | 98.19% | 98.19%
[44 empty] | 2013-02-28 | 0 | 0 | 0 | 0 | 0 | 0 | 1.194 | 30.71 | 49.96 | 49.96 | 49.96 | 49.96 | 49.96 | 49.96 | 49.96 | 49.96 | 49.96 | 46.644 | 13.956 | 0 | 0 | 0 | 0 | 0 | 22.5893 | Grand Total | 46.97% | 44.23% | 41.96% | 36.39% | 24.88% | 19.11% | 25.74% | 36% | 31.76% | 40.97% | 46.2% | 44.45% | 36.77% | Wednesday | 59:00 | 12 | 60 | 95.1% | 98.19% | 98.19% | 79.79% | 62.43% | 51.44% | 52.2% | 89.4% | 73.39% | 72.78% | 98.19% | 98.19%
[44 empty] | 2013-03-01 | 0 | 0 | 0 | 0 | 0 | 0 | 1.083 | 30.047 | 49.96 | 49.96 | 49.96 | 49.96 | 49.96 | 49.96 | 49.96 | 49.96 | 46.282 | 38.314 | 9.986 | 0 | 0 | 0 | 0 | 0 | 21.8913 | [14 empty] | Wednesday | 60:00 | 13 | 61 | 91.26% | 98.19% | 98.19% | 80.8% | 64.36% | 52.59% | 49.53% | 85.73% | 74.57% | 85.52% | 98.19% | 98.19%
[44 empty] | 2013-03-02 | 0 | 0 | 0 | 0 | 0 | 0 | 0.9563 | 29.427 | 49.96 | 49.96 | 49.96 | 49.96 | 49.96 | 49.96 | 49.96 | 49.96 | 49.96 | 42.709 | 12.049 | 0 | 0 | 0 | 0 | 0 | 22.2826 | [14 empty] | Wednesday | 61:00 | 14 | 62 | 82.09% | 98.19% | 98.19% | 77.96% | 65.6% | 57.55% | 54.92% | 95.3% | 77.26% | 95.14% | 98.19% | 98.19%
[44 empty] | 2013-03-03 | 0 | 0 | 0 | 0 | 0 | 0 | 0.9355 | 29.334 | 49.96 | 49.474 | 49.96 | 49.96 | 49.96 | 18.663 | 7.607 | 14.297 | 13.715 | 9.492 | 2.539 | 0 | 0 | 0 | 0 | 0 | 14.4124 | Weekday | 4 | [12 empty] | Wednesday | 62:00 | 15 | 63 | 78.67% | 98.19% | 98.19% | 67.86% | 62.29% | 57.02% | 56.1% | 95.73% | 77.01% | 98.19% | 98.19% | 98.19%
[44 empty] | 2013-03-04 | 0 | 0 | 0 | 0 | 0 | 0 | 0.5376 | 22.762 | 41.388 | 46.979 | 49.178 | 49.217 | 44.965 | 28.625 | 7.959 | 8.799 | 8.588 | 6 | 1.205 | 0 | 0 | 0 | 0 | 0 | 13.1751 | [14 empty] | Wednesday | 63:00 | 16 | 64 | 83.37% | 98.19% | 98.19% | 64.32% | 60.47% | 59.06% | 58.73% | 95.87% | 74.87% | 95.16% | 98.19% | 98.19%
[44 empty] | 2013-03-05 | 0 | 0 | 0 | 0 | 0 | 0 | 0.9307 | 30.528 | 49.96 | 49.96 | 49.96 | 49.96 | 49.96 | 49.96 | 49.96 | 49.96 | 49.96 | 47.535 | 12.619 | 0 | 0 | 0 | 0 | 0 | 22.5522 | Average of Active Case (Cap. Factor) | Column Labels | [12 empty] | Wednesday | 64:00 | 17 | 65 | 83.21% | 98.19% | 98.19% | 61.85% | 54.31% | 52.13% | 61.16% | 90.49% | 74.23% | 93.42% | 98.19% | 98.19%
[44 empty] | 2013-03-06 | 0 | 0 | 0 | 0 | 0 | 0 | 0.7161 | 29.618 | 49.96 | 49.96 | 49.96 | 49.96 | 49.96 | 49.96 | 49.96 | 49.96 | 49.96 | 46.887 | 11.934 | 0 | 0 | 0 | 0 | 0 | 22.4498 | Row Labels | 1 | 2 | 3 | 4 | 5 | 6 | 7 | 8 | 9 | 10 | 11 | 12 | Grand Total | Wednesday | 65:00 | 18 | 66 | 82.69% | 95.16% | 80.97% | 30.18% | 14.35% | 8.411% | 18.22% | 40.08% | 44.65% | 67.6% | 91.65% | 96%
[44 empty] | 2013-03-07 | 0 | 0 | 0 | 0 | 0 | 0 | 0.5801 | 29.395 | 49.96 | 49.96 | 49.96 | 49.96 | 49.96 | 49.96 | 49.96 | 49.96 | 49.96 | 46.705 | 11.299 | 0 | 0 | 0 | 0 | 0 | 22.4008 | 1 | 0% | 0% | 0% | 0% | 0% | 0% | 0% | 0% | 0% | 0% | 0% | 0% | 0% | Wednesday | 66:00 | 19 | 67 | 45.36% | 35.69% | 13.25% | 0.5994% | 0% | 0% | 0% | 0% | 1.559% | 7.172% | 23.42% | 43.71%
[44 empty] | 2013-03-08 | 0 | 0 | 0 | 0 | 0 | 0 | 0 | 26.424 | 49.96 | 49.96 | 49.96 | 49.96 | 49.96 | 49.96 | 49.96 | 49.96 | 49.96 | 47.695 | 11.224 | 0 | 0 | 0 | 0 | 0 | 22.291 | 2 | 0% | 0% | 0% | 0% | 0% | 0% | 0% | 0% | 0% | 0% | 0% | 0% | 0% | Wednesday | 67:00 | 20 | 68 | 1.514% | 0.1195% | 0% | 0% | 0% | 0% | 0% | 0% | 0% | 0% | 0% | 0.407%
[44 empty] | 2013-03-09 | 0 | 0 | 0 | 0 | 0 | 0 | 0.229 | 26.329 | 49.96 | 49.96 | 49.96 | 49.96 | 49.96 | 49.96 | 49.636 | 49.96 | 49.96 | 45.623 | 9.362 | 0 | 0 | 0 | 0 | 0 | 22.1191 | 3 | 0% | 0% | 0% | 0% | 0% | 0% | 0% | 0% | 0% | 0% | 0% | 0% | 0% | Wednesday | 68:00 | 21 | 69 | 0% | 0% | 0% | 0% | 0% | 0% | 0% | 0% | 0% | 0% | 0% | 0%
[44 empty] | 2013-03-10 | 0 | 0 | 0 | 0 | 0 | 0 | 0.2131 | 26.063 | 49.96 | 49.96 | 49.96 | 49.96 | 49.96 | 49.96 | 49.96 | 49.96 | 49.96 | 44.9 | 8.821 | 0 | 0 | 0 | 0 | 0 | 22.0682 | 4 | 0% | 0% | 0% | 0% | 0% | 0% | 0% | 0% | 0% | 0% | 0% | 0% | 0% | Wednesday | 69:00 | 22 | 70 | 0% | 0% | 0% | 0% | 0% | 0% | 0% | 0% | 0% | 0% | 0% | 0%
[44 empty] | 2013-03-11 | 0 | 0 | 0 | 0 | 0 | 0 | 0 | 25.409 | 49.96 | 49.96 | 49.96 | 49.96 | 49.96 | 49.96 | 49.96 | 49.96 | 49.96 | 36.972 | 5.14 | 0 | 0 | 0 | 0 | 0 | 21.5484 | 5 | 0% | 0% | 0% | 0% | 0% | 0% | 0% | 0% | 0% | 0% | 0% | 0% | 0% | Wednesday | 70:00 | 23 | 71 | 0% | 0% | 0% | 0% | 0% | 0% | 0% | 0% | 0% | 0% | 0% | 0%
[44 empty] | 2013-03-12 | 0 | 0 | 0 | 0 | 0 | 0 | 0.09602 | 24.77 | 49.96 | 49.96 | 49.96 | 49.96 | 36.175 | 48.336 | 40.014 | 49.96 | 48.758 | 29.86 | 5.71 | 0 | 0 | 0 | 0 | 0 | 20.1466 | 6 | 0% | 0% | 0% | 0% | 0% | 0% | 0% | 0% | 0% | 0% | 0.2072% | 0.1903% | 0.03058% | Wednesday | 71:00 | 24 | 72 | 0% | 0% | 0% | 0% | 0% | 0% | 0% | 0% | 0% | 0% | 0% | 0%
[44 empty] | 2013-03-13 | 0 | 0 | 0 | 0 | 0 | 0 | 0.212 | 26.715 | 49.96 | 49.96 | 49.96 | 49.96 | 49.96 | 49.96 | 49.96 | 49.96 | 49.96 | 46.427 | 7.91 | 0 | 0 | 0 | 0 | 0 | 22.121 | 7 | 20.26% | 5.667% | 0.456% | 0% | 0% | 0% | 0% | 0% | 1.864% | 13.5% | 45.18% | 43.89% | 10.71% | Thursday | 72:00 | 1 | 73 | 0% | 0% | 0% | 0% | 0% | 0% | 0% | 0% | 0% | 0% | 0% | 0%
[44 empty] | 2013-03-14 | 0 | 0 | 0 | 0 | 0 | 0 | 0.0742 | 26.164 | 49.96 | 49.96 | 49.96 | 49.96 | 49.96 | 49.96 | 49.96 | 49.96 | 49.96 | 46.633 | 7.653 | 0 | 0 | 0 | 0 | 0 | 22.0902 | 8 | 87.5% | 70.57% | 50.29% | 27.41% | 10.46% | 2.737% | 2.048% | 19.91% | 42.59% | 71.54% | 97.21% | 96.64% | 47.83% | Thursday | 73:00 | 2 | 74 | 0% | 0% | 0% | 0% | 0% | 0% | 0% | 0% | 0% | 0% | 0% | 0%
[44 empty] | 2013-03-15 | 0 | 0 | 0 | 0 | 0 | 0 | 0.1495 | 25.912 | 49.96 | 49.96 | 49.96 | 49.96 | 49.96 | 49.96 | 49.96 | 49.96 | 49.96 | 45.327 | 7.033 | 0 | 0 | 0 | 0 | 0 | 22.0026 | 9 | 98.19% | 98.19% | 98.17% | 72.57% | 54.2% | 33.49% | 29.38% | 87.7% | 68.06% | 83.11% | 98.19% | 98.19% | 75.82% | Thursday | 74:00 | 3 | 75 | 0% | 0% | 0% | 0% | 0% | 0% | 0% | 0% | 0% | 0% | 0% | 0%
[44 empty] | 2013-03-16 | 0 | 0 | 0 | 0 | 0 | 0 | 0 | 25.424 | 49.96 | 49.96 | 49.96 | 49.96 | 49.96 | 49.96 | 49.96 | 49.96 | 49.96 | 44.907 | 6.987 | 0 | 0 | 0 | 0 | 0 | 21.9566 | 10 | 98.19% | 98.19% | 98.19% | 76.76% | 63.42% | 51.96% | 47.32% | 89.51% | 71.41% | 74.52% | 98.19% | 98.19% | 79.75% | Thursday | 75:00 | 4 | 76 | 0% | 0% | 0% | 0% | 0% | 0% | 0% | 0% | 0% | 0% | 0% | 0%
[44 empty] | 2013-03-17 | 0 | 0 | 0 | 0 | 0 | 0 | 0 | 2.278 | 6.349 | 11.661 | 18.983 | 25.673 | 30.63 | 41.306 | 46.098 | 45.644 | 49.96 | 40.875 | 6.038 | 0 | 0 | 0 | 0 | 0 | 13.5623 | 11 | 98.19% | 98.19% | 98.19% | 86.98% | 66.07% | 52.53% | 54.8% | 86.47% | 71.65% | 68.37% | 98.19% | 98.19% | 80.75% | Thursday | 76:00 | 5 | 77 | 0% | 0% | 0% | 0% | 0% | 0% | 0% | 0% | 0% | 0% | 0% | 0%
[44 empty] | 2013-03-18 | 0 | 0 | 0 | 0 | 0 | 0 | 0 | 23.038 | 46.009 | 49.96 | 49.96 | 49.96 | 49.96 | 49.96 | 49.96 | 49.96 | 49.96 | 40.95 | 5.756 | 0 | 0 | 0 | 0 | 0 | 21.4764 | 12 | 95.1% | 98.19% | 98.19% | 79.79% | 62.43% | 51.44% | 52.2% | 89.4% | 73.39% | 72.78% | 98.19% | 98.19% | 79.99% | Thursday | 77:00 | 6 | 78 | 0% | 0% | 0% | 0% | 0% | 0% | 0% | 0% | 0% | 0% | 0.2422% | 0.1562%
[44 empty] | 2013-03-19 | 0 | 0 | 0 | 0 | 0 | 0 | 0 | 23.924 | 48.089 | 49.96 | 49.96 | 49.96 | 49.96 | 49.96 | 49.96 | 49.96 | 49.96 | 39.646 | 5.338 | 0 | 0 | 0 | 0 | 0 | 21.5282 | 13 | 91.26% | 98.19% | 98.19% | 80.8% | 64.36% | 52.59% | 49.53% | 85.73% | 74.57% | 85.52% | 98.19% | 98.19% | 80.75% | Thursday | 78:00 | 7 | 79 | 20.45% | 5.44% | 0.3215% | 0% | 0% | 0% | 0% | 0% | 2.49% | 21.56% | 46.17% | 43.1%
[44 empty] | 2013-03-20 | 0 | 0 | 0 | 0 | 0 | 0 | 0 | 23.868 | 49.91 | 49.96 | 49.96 | 49.96 | 49.96 | 49.96 | 49.96 | 49.96 | 49.96 | 40.049 | 4.973 | 0 | 0 | 0 | 0 | 0 | 21.6033 | 14 | 82.09% | 98.19% | 98.19% | 77.96% | 65.6% | 57.55% | 54.92% | 95.3% | 77.26% | 95.14% | 98.19% | 98.19% | 82.54% | Thursday | 79:00 | 8 | 80 | 87.5% | 69.26% | 49.86% | 30.58% | 12.93% | 4.026% | 2.161% | 16.41% | 57.85% | 81.88% | 96.51% | 96.56%
[44 empty] | 2013-03-21 | 0 | 0 | 0 | 0 | 0 | 0 | 0 | 24.134 | 49.96 | 49.96 | 49.96 | 49.96 | 49.96 | 49.96 | 49.96 | 49.96 | 49.96 | 38.91 | 4.564 | 0 | 0 | 0 | 0 | 0 | 21.552 | 15 | 78.67% | 98.19% | 98.19% | 67.86% | 62.29% | 57.02% | 56.1% | 95.73% | 77.01% | 98.19% | 98.19% | 98.19% | 81.49% | Thursday | 80:00 | 9 | 81 | 98.19% | 97.21% | 98.19% | 90.06% | 73.71% | 48.7% | 38.69% | 72.93% | 98.19% | 88.65% | 98.19% | 98.19%
[44 empty] | 2013-03-22 | 0 | 0 | 0 | 0 | 0 | 0 | 0 | 23.706 | 49.96 | 49.96 | 49.96 | 49.96 | 49.96 | 49.96 | 49.96 | 49.96 | 49.96 | 40.804 | 4.461 | 0 | 0 | 0 | 0 | 0 | 21.6088 | 16 | 83.37% | 98.19% | 98.19% | 64.32% | 60.47% | 59.06% | 58.73% | 95.87% | 74.87% | 95.16% | 98.19% | 98.19% | 81.47% | Thursday | 81:00 | 10 | 82 | 98.19% | 98.19% | 98.19% | 90.58% | 78.33% | 66.48% | 55.3% | 85.19% | 97.32% | 90.16% | 98.19% | 98.19%
[44 empty] | 2013-03-23 | 0 | 0 | 0 | 0 | 0 | 0 | 0 | 24.428 | 49.96 | 49.96 | 49.96 | 49.96 | 49.96 | 49.96 | 49.96 | 49.96 | 49.96 | 39.003 | 4.062 | 0 | 0 | 0 | 0 | 0 | 21.5472 | 17 | 83.21% | 98.19% | 98.19% | 61.85% | 54.31% | 52.13% | 61.16% | 90.49% | 74.23% | 93.42% | 98.19% | 98.19% | 79.74% | Thursday | 82:00 | 11 | 83 | 98.19% | 98.19% | 98.19% | 87.53% | 84.2% | 69.82% | 62.45% | 87.52% | 97.38% | 86.77% | 98.19% | 98.19%
[44 empty] | 2013-03-24 | 0 | 0 | 0 | 0 | 0 | 0 | 0 | 24.043 | 49.96 | 49.96 | 49.96 | 49.96 | 49.629 | 49.96 | 49.96 | 49.96 | 49.96 | 37.176 | 3.644 | 0 | 0 | 0 | 0 | 0 | 21.4238 | 18 | 82.69% | 95.16% | 80.97% | 30.18% | 14.35% | 8.411% | 18.22% | 40.08% | 44.65% | 67.6% | 91.65% | 96% | 55.05% | Thursday | 83:00 | 12 | 84 | 96.98% | 98.19% | 98.19% | 81.22% | 83.22% | 67.06% | 56.24% | 84.24% | 94.86% | 95.73% | 98.19% | 98.19%
[44 empty] | 2013-03-25 | 0 | 0 | 0 | 0 | 0 | 0 | 0 | 22.712 | 49.96 | 49.96 | 49.96 | 49.96 | 49.831 | 49.96 | 49.96 | 49.96 | 49.96 | 33.72 | 2.779 | 0 | 0 | 0 | 0 | 0 | 21.1967 | 19 | 45.36% | 35.69% | 13.25% | 0.5994% | 0% | 0% | 0% | 0% | 1.559% | 7.172% | 23.42% | 43.71% | 14.15% | Thursday | 84:00 | 13 | 85 | 92.97% | 98.19% | 98.19% | 80.3% | 81.99% | 65.12% | 56.95% | 82.82% | 91.18% | 91.01% | 98.19% | 98.19%
[44 empty] | 2013-03-26 | 0 | 0 | 0 | 0 | 0 | 0 | 0 | 22.506 | 49.96 | 49.96 | 49.96 | 49.96 | 49.96 | 49.96 | 49.96 | 49.96 | 49.96 | 33.21 | 2.5 | 0 | 0 | 0 | 0 | 0 | 21.1607 | 20 | 1.514% | 0.1195% | 0% | 0% | 0% | 0% | 0% | 0% | 0% | 0% | 0% | 0.407% | 0.186% | Thursday | 85:00 | 14 | 86 | 96.53% | 97.8% | 98.19% | 83.19% | 83.27% | 66.2% | 57.99% | 85.41% | 90.92% | 89.02% | 98.19% | 97.36%
[44 empty] | 2013-03-27 | 0 | 0 | 0 | 0 | 0 | 0 | 0 | 22.157 | 49.96 | 49.96 | 49.96 | 49.96 | 49.96 | 49.96 | 49.96 | 49.96 | 49.96 | 31.437 | 2.159 | 0 | 0 | 0 | 0 | 0 | 21.058 | 21 | 0% | 0% | 0% | 0% | 0% | 0% | 0% | 0% | 0% | 0% | 0% | 0% | 0% | Thursday | 86:00 | 15 | 87 | 98.19% | 87.33% | 98.19% | 88.64% | 87.19% | 68.05% | 62.67% | 87.26% | 94.29% | 90.44% | 98.19% | 98.19%
[44 empty] | 2013-03-28 | 0 | 0 | 0 | 0 | 0 | 0 | 0 | 21.787 | 49.96 | 49.96 | 49.96 | 49.96 | 49.96 | 49.96 | 49.96 | 49.96 | 49.96 | 31.339 | 1.769 | 0 | 0 | 0 | 0 | 0 | 21.0223 | 22 | 0% | 0% | 0% | 0% | 0% | 0% | 0% | 0% | 0% | 0% | 0% | 0% | 0% | Thursday | 87:00 | 16 | 88 | 98.19% | 83.66% | 98.19% | 90.74% | 88.15% | 67.64% | 49.26% | 87.63% | 95.17% | 93.88% | 98.19% | 98.19%
[44 empty] | 2013-03-29 | 0 | 0 | 0 | 0 | 0 | 0 | 0 | 21.164 | 49.851 | 49.96 | 49.96 | 49.96 | 49.96 | 49.96 | 49.96 | 49.96 | 49.96 | 34.444 | 2.341 | 0 | 0 | 0 | 0 | 0 | 21.145 | 23 | 0% | 0% | 0% | 0% | 0% | 0% | 0% | 0% | 0% | 0% | 0% | 0% | 0% | Thursday | 88:00 | 17 | 89 | 98.19% | 95.81% | 98.19% | 80.86% | 79.18% | 58.66% | 44.06% | 83.91% | 94.79% | 86.51% | 98.19% | 98.19%
[44 empty] | 2013-03-30 | 0 | 0 | 0 | 0 | 0 | 0 | 0 | 20.948 | 49.96 | 49.96 | 49.96 | 49.96 | 49.96 | 49.96 | 49.96 | 49.96 | 45.246 | 32.216 | 2.27 | 0 | 0 | 0 | 0 | 0 | 20.8483 | 24 | 0% | 0% | 0% | 0% | 0% | 0% | 0% | 0% | 0% | 0% | 0% | 0% | 0% | Thursday | 89:00 | 18 | 90 | 96.18% | 92.33% | 80.38% | 38.45% | 17.08% | 9.718% | 14.24% | 34.84% | 59.97% | 69.4% | 92.33% | 92.18%
[44 empty] | 2013-03-31 | 0 | 0 | 0 | 0 | 0 | 0 | 0 | 20.366 | 49.66 | 49.96 | 49.96 | 49.96 | 49.96 | 49.96 | 49.96 | 49.96 | 49.96 | 32.148 | 2.041 | 0 | 0 | 0 | 0 | 0 | 20.9956 | Grand Total | 43.21% | 45.46% | 42.86% | 30.29% | 24.08% | 19.95% | 20.18% | 36.51% | 31.38% | 38.58% | 47.56% | 48.52% | 35.4% | Thursday | 90:00 | 19 | 91 | 52.87% | 36.53% | 12.42% | 0.5791% | 0% | 0% | 0% | 0% | 1.913% | 7.879% | 24.66% | 40.01%
[44 empty] | 2013-04-01 | 0 | 0 | 0 | 0 | 0 | 0 | 0 | 20.826 | 49.929 | 49.96 | 49.96 | 49.96 | 49.96 | 49.96 | 49.96 | 49.96 | 49.96 | 33.258 | 1.678 | 0 | 0 | 0 | 0 | 0 | 21.0571 | [14 empty] | Thursday | 91:00 | 20 | 92 | 1.682% | 0.1003% | 0% | 0% | 0% | 0% | 0% | 0% | 0% | 0% | 0% | 0.2978%
[44 empty] | 2013-04-02 | 0 | 0 | 0 | 0 | 0 | 0 | 0 | 20.685 | 49.96 | 49.96 | 49.96 | 49.96 | 49.96 | 49.96 | 49.96 | 49.96 | 49.96 | 30.892 | 1.411 | 0 | 0 | 0 | 0 | 0 | 20.9428 | [14 empty] | Thursday | 92:00 | 21 | 93 | 0% | 0% | 0% | 0% | 0% | 0% | 0% | 0% | 0% | 0% | 0% | 0%
[44 empty] | 2013-04-03 | 0 | 0 | 0 | 0 | 0 | 0 | 0 | 20.537 | 49.96 | 49.96 | 49.96 | 49.96 | 49.96 | 49.96 | 49.96 | 49.96 | 49.96 | 32.086 | 1.22 | 0 | 0 | 0 | 0 | 0 | 20.9785 | Weekday | 5 | [12 empty] | Thursday | 93:00 | 22 | 94 | 0% | 0% | 0% | 0% | 0% | 0% | 0% | 0% | 0% | 0% | 0% | 0%
[44 empty] | 2013-04-04 | 0 | 0 | 0 | 0 | 0 | 0 | 0 | 20.175 | 49.711 | 49.96 | 49.96 | 49.96 | 49.96 | 49.96 | 49.96 | 49.96 | 49.96 | 31.118 | 1.102 | 0 | 0 | 0 | 0 | 0 | 20.9077 | [14 empty] | Thursday | 94:00 | 23 | 95 | 0% | 0% | 0% | 0% | 0% | 0% | 0% | 0% | 0% | 0% | 0% | 0%
[44 empty] | 2013-04-05 | 0 | 0 | 0 | 0 | 0 | 0 | 0 | 8.792 | 29.824 | 49.213 | 49.96 | 49.1 | 36.855 | 41.26 | 49.96 | 49.96 | 49.96 | 31.467 | 1.034 | 0 | 0 | 0 | 0 | 0 | 18.641 | Average of Active Case (Cap. Factor) | Column Labels | [12 empty] | Thursday | 95:00 | 24 | 96 | 0% | 0% | 0% | 0% | 0% | 0% | 0% | 0% | 0% | 0% | 0% | 0%
[44 empty] | 2013-04-06 | 0 | 0 | 0 | 0 | 0 | 0 | 0 | 20.588 | 49.681 | 49.96 | 49.96 | 49.96 | 49.96 | 49.96 | 49.96 | 49.96 | 49.96 | 30.976 | 0.9179 | 0 | 0 | 0 | 0 | 0 | 20.9101 | Row Labels | 1 | 2 | 3 | 4 | 5 | 6 | 7 | 8 | 9 | 10 | 11 | 12 | Grand Total | Friday | 96:00 | 1 | 97 | 0% | 0% | 0% | 0% | 0% | 0% | 0% | 0% | 0% | 0% | 0% | 0%
[44 empty] | 2013-04-07 | 0 | 0 | 0 | 0 | 0 | 0 | 0 | 19.9 | 49.96 | 49.96 | 49.96 | 49.96 | 49.96 | 49.96 | 49.96 | 49.96 | 49.96 | 29.261 | 0.6696 | 0 | 0 | 0 | 0 | 0 | 20.8113 | 1 | 0% | 0% | 0% | 0% | 0% | 0% | 0% | 0% | 0% | 0% | 0% | 0% | 0% | Friday | 97:00 | 2 | 98 | 0% | 0% | 0% | 0% | 0% | 0% | 0% | 0% | 0% | 0% | 0% | 0%
[44 empty] | 2013-04-08 | 0 | 0 | 0 | 0 | 0 | 0 | 0 | 19.57 | 49.466 | 49.96 | 49.96 | 49.96 | 49.186 | 49.96 | 49.96 | 49.96 | 49.634 | 27.282 | 0.4835 | 0 | 0 | 0 | 0 | 0 | 20.6409 | 2 | 0% | 0% | 0% | 0% | 0% | 0% | 0% | 0% | 0% | 0% | 0% | 0% | 0% | Friday | 98:00 | 3 | 99 | 0% | 0% | 0% | 0% | 0% | 0% | 0% | 0% | 0% | 0% | 0% | 0%
[44 empty] | 2013-04-09 | 0 | 0 | 0 | 0 | 0 | 0 | 0 | 18.531 | 49.771 | 49.96 | 49.96 | 48.716 | 46.562 | 49.619 | 46.537 | 38.216 | 34.383 | 17.94 | 0 | 0 | 0 | 0 | 0 | 0 | 18.7581 | 3 | 0% | 0% | 0% | 0% | 0% | 0% | 0% | 0% | 0% | 0% | 0% | 0% | 0% | Friday | 99:00 | 4 | 100 | 0% | 0% | 0% | 0% | 0% | 0% | 0% | 0% | 0% | 0% | 0% | 0%
[44 empty] | 2013-04-10 | 0 | 0 | 0 | 0 | 0 | 0 | 0 | 15.221 | 38.618 | 31.411 | 39.776 | 41.923 | 45.271 | 41.764 | 15.2 | 6.908 | 7.576 | 2.42 | 0 | 0 | 0 | 0 | 0 | 0 | 11.9203 | 4 | 0% | 0% | 0% | 0% | 0% | 0% | 0% | 0% | 0% | 0% | 0% | 0% | 0% | Friday | 100:00 | 5 | 101 | 0% | 0% | 0% | 0% | 0% | 0% | 0% | 0% | 0% | 0% | 0% | 0%
[44 empty] | 2013-04-11 | 0 | 0 | 0 | 0 | 0 | 0 | 0 | 17.676 | 47.293 | 49.96 | 49.96 | 49.96 | 49.364 | 49.96 | 49.96 | 49.96 | 46.198 | 23.92 | 0.07662 | 0 | 0 | 0 | 0 | 0 | 20.1787 | 5 | 0% | 0% | 0% | 0% | 0% | 0% | 0% | 0% | 0% | 0% | 0% | 0% | 0% | Friday | 101:00 | 6 | 102 | 0% | 0% | 0% | 0% | 0% | 0% | 0% | 0% | 0% | 0% | 0.1952% | 0.1195%
[44 empty] | 2013-04-12 | 0 | 0 | 0 | 0 | 0 | 0 | 0 | 0.8314 | 4.761 | 7.431 | 7.085 | 4.892 | 9.674 | 16.339 | 38.106 | 24.313 | 9.724 | 11.455 | 0 | 0 | 0 | 0 | 0 | 0 | 5.6088 | 6 | 0% | 0% | 0% | 0% | 0% | 0% | 0% | 0% | 0% | 0% | 0.2422% | 0.1562% | 0.03065% | Friday | 102:00 | 7 | 103 | 21.52% | 7.536% | 0.4845% | 0% | 0% | 0% | 0% | 0% | 2.377% | 21.56% | 44.79% | 43.4%
[44 empty] | 2013-04-13 | 0 | 0 | 0 | 0 | 0 | 0 | 0 | 16.307 | 47.291 | 49.96 | 49.96 | 49.96 | 49.96 | 49.96 | 49.96 | 49.96 | 48.425 | 23.089 | 0 | 0 | 0 | 0 | 0 | 0 | 20.2013 | 7 | 20.45% | 5.44% | 0.3215% | 0% | 0% | 0% | 0% | 0% | 2.49% | 21.56% | 46.17% | 43.1% | 11.54% | Friday | 103:00 | 8 | 104 | 88.04% | 73.84% | 50.02% | 14.18% | 11.09% | 3.573% | 4.603% | 19.34% | 59.9% | 94.92% | 96.81% | 97.1%
[44 empty] | 2013-04-14 | 0 | 0 | 0 | 0 | 0 | 0 | 0 | 16.075 | 46.779 | 49.96 | 49.96 | 49.96 | 49.96 | 49.96 | 49.96 | 49.96 | 48.421 | 22.731 | 0 | 0 | 0 | 0 | 0 | 0 | 20.1552 | 8 | 87.5% | 69.26% | 49.86% | 30.58% | 12.93% | 4.026% | 2.161% | 16.41% | 57.85% | 81.88% | 96.51% | 96.56% | 50.4% | Friday | 104:00 | 9 | 105 | 98.19% | 98.19% | 98.15% | 48.94% | 68.19% | 41.35% | 53.95% | 85.07% | 70.77% | 98.19% | 98.19% | 98.19%
[44 empty] | 2013-04-15 | 0 | 0 | 0 | 0 | 0 | 0 | 0 | 13.259 | 47.456 | 49.96 | 49.96 | 49.96 | 49.952 | 49.571 | 49.96 | 49.96 | 46.745 | 21.336 | 0 | 0 | 0 | 0 | 0 | 0 | 19.9216 | 9 | 98.19% | 97.21% | 98.19% | 90.06% | 73.71% | 48.7% | 38.69% | 72.93% | 98.19% | 88.65% | 98.19% | 98.19% | 83.41% | Friday | 105:00 | 10 | 106 | 98.19% | 98.19% | 98.19% | 68.77% | 74.06% | 53.41% | 74.32% | 95.49% | 72.45% | 98.19% | 98.19% | 98.19%
[44 empty] | 2013-04-16 | 0 | 0 | 0 | 0 | 0 | 0 | 0 | 15.503 | 48.31 | 49.96 | 49.96 | 49.96 | 49.96 | 37.005 | 6.791 | 9.911 | 22.844 | 19.223 | 0 | 0 | 0 | 0 | 0 | 0 | 14.9761 | 10 | 98.19% | 98.19% | 98.19% | 90.58% | 78.33% | 66.48% | 55.3% | 85.19% | 97.32% | 90.16% | 98.19% | 98.19% | 87.87% | Friday | 106:00 | 11 | 107 | 98.19% | 98.19% | 98.19% | 72.96% | 75.57% | 56.18% | 78.5% | 93.41% | 69.86% | 98.19% | 98.19% | 98.19%
[44 empty] | 2013-04-17 | 0 | 0 | 0 | 0 | 0 | 0 | 0 | 6.396 | 13.264 | 24.901 | 37.324 | 21.505 | 21.091 | 17.818 | 22.979 | 24.071 | 21.578 | 9.583 | 0 | 0 | 0 | 0 | 0 | 0 | 9.1879 | 11 | 98.19% | 98.19% | 98.19% | 87.53% | 84.2% | 69.82% | 62.45% | 87.52% | 97.38% | 86.77% | 98.19% | 98.19% | 88.91% | Friday | 107:00 | 12 | 108 | 98.19% | 98.19% | 98.19% | 70.74% | 73.01% | 52.39% | 78.06% | 90.16% | 92.14% | 98.19% | 98.19% | 98.19%
[44 empty] | 2013-04-18 | 0 | 0 | 0 | 0 | 0 | 0 | 0 | 13.949 | 40.7 | 44.513 | 44.56 | 44.094 | 47.043 | 49.112 | 49.96 | 49.96 | 47.303 | 21.092 | 0 | 0 | 0 | 0 | 0 | 0 | 18.8452 | 12 | 96.98% | 98.19% | 98.19% | 81.22% | 83.22% | 67.06% | 56.24% | 84.24% | 94.86% | 95.73% | 98.19% | 98.19% | 87.87% | Friday | 108:00 | 13 | 109 | 98.19% | 98.19% | 98.19% | 68.05% | 63.6% | 52.96% | 77.17% | 89.88% | 93.05% | 98.19% | 98.19% | 98.19%
[44 empty] | 2013-04-19 | 0 | 0 | 0 | 0 | 0 | 0 | 0 | 14.266 | 43.856 | 47.148 | 46.148 | 45.126 | 46.316 | 47.594 | 49.294 | 49.96 | 46.089 | 19.922 | 0 | 0 | 0 | 0 | 0 | 0 | 18.9883 | 13 | 92.97% | 98.19% | 98.19% | 80.3% | 81.99% | 65.12% | 56.95% | 82.82% | 91.18% | 91.01% | 98.19% | 98.19% | 86.33% | Friday | 109:00 | 14 | 110 | 90.19% | 98.19% | 98.19% | 75.17% | 55.9% | 49.98% | 79.88% | 90.55% | 93.06% | 98.19% | 98.19% | 98.19%
[44 empty] | 2013-04-20 | 0 | 0 | 0 | 0 | 0 | 0 | 0 | 14.358 | 43.747 | 47.247 | 46.273 | 45.724 | 45.482 | 46.406 | 48.224 | 49.161 | 45.559 | 19.3 | 0 | 0 | 0 | 0 | 0 | 0 | 18.8117 | 14 | 96.53% | 97.8% | 98.19% | 83.19% | 83.27% | 66.2% | 57.99% | 85.41% | 90.92% | 89.02% | 98.19% | 97.36% | 87.12% | Friday | 110:00 | 15 | 111 | 97.86% | 98.19% | 98.19% | 92.04% | 57.87% | 53.71% | 85.86% | 91.92% | 55.67% | 97.56% | 98.19% | 98.19%
[44 empty] | 2013-04-21 | 0 | 0 | 0 | 0 | 0 | 0 | 0 | 14.69 | 46.566 | 49.96 | 49.058 | 46.695 | 46.656 | 47.646 | 48.082 | 49.833 | 45.466 | 17.38 | 0 | 0 | 0 | 0 | 0 | 0 | 19.2513 | 15 | 98.19% | 87.33% | 98.19% | 88.64% | 87.19% | 68.05% | 62.67% | 87.26% | 94.29% | 90.44% | 98.19% | 98.19% | 88.42% | Friday | 111:00 | 16 | 112 | 98.19% | 96.47% | 98.19% | 85.59% | 56.69% | 55.13% | 87.69% | 91.08% | 56.02% | 94.69% | 98.19% | 98.19%
[44 empty] | 2013-04-22 | 0 | 0 | 0 | 0 | 0 | 0 | 0 | 14.207 | 46.394 | 49.96 | 49.1 | 47.317 | 46.79 | 47.631 | 49.337 | 49.96 | 46.018 | 18.218 | 0 | 0 | 0 | 0 | 0 | 0 | 19.3722 | 16 | 98.19% | 83.66% | 98.19% | 90.74% | 88.15% | 67.64% | 49.26% | 87.63% | 95.17% | 93.88% | 98.19% | 98.19% | 87.76% | Friday | 112:00 | 17 | 113 | 97.54% | 95.99% | 96.75% | 73.89% | 50.97% | 49.24% | 80.68% | 82.73% | 79.58% | 96.94% | 98.19% | 95.4%
[44 empty] | 2013-04-23 | 0 | 0 | 0 | 0 | 0 | 0 | 0 | 13.716 | 46.572 | 49.96 | 48.939 | 46.552 | 46.915 | 47.893 | 47.686 | 49.753 | 43.425 | 14.467 | 0 | 0 | 0 | 0 | 0 | 0 | 18.9949 | 17 | 98.19% | 95.81% | 98.19% | 80.86% | 79.18% | 58.66% | 44.06% | 83.91% | 94.79% | 86.51% | 98.19% | 98.19% | 84.88% | Friday | 113:00 | 18 | 114 | 81.68% | 94.6% | 81.2% | 37.57% | 12.71% | 9.406% | 20.37% | 34.65% | 57.61% | 72.22% | 91.22% | 86.92%
[44 empty] | 2013-04-24 | 0 | 0 | 0 | 0 | 0 | 0 | 0 | 13.627 | 45.848 | 49.96 | 49.96 | 49.008 | 48.118 | 49.126 | 49.96 | 49.96 | 46.759 | 17.324 | 0 | 0 | 0 | 0 | 0 | 0 | 19.5687 | 18 | 96.18% | 92.33% | 80.38% | 38.45% | 17.08% | 9.718% | 14.24% | 34.84% | 59.97% | 69.4% | 92.33% | 92.18% | 57.81% | Friday | 114:00 | 19 | 115 | 42.16% | 40.75% | 13.78% | 0.5081% | 0% | 0% | 0% | 0% | 1.965% | 7.358% | 21.63% | 42.72%
[44 empty] | 2013-04-25 | 0 | 0 | 0 | 0 | 0 | 0 | 0 | 10.427 | 45.585 | 39.922 | 33.658 | 21.286 | 17.052 | 20.283 | 30.514 | 34.788 | 21.103 | 2.131 | 0 | 0 | 0 | 0 | 0 | 0 | 11.5312 | 19 | 52.87% | 36.53% | 12.42% | 0.5791% | 0% | 0% | 0% | 0% | 1.913% | 7.879% | 24.66% | 40.01% | 14.77% | Friday | 115:00 | 20 | 116 | 1.567% | 0.1927% | 0% | 0% | 0% | 0% | 0% | 0% | 0% | 0% | 0% | 0.5673%
[44 empty] | 2013-04-26 | 0 | 0 | 0 | 0 | 0 | 0 | 0 | 4.972 | 21.165 | 36.177 | 45.296 | 44.843 | 45.641 | 47.791 | 49.96 | 49.96 | 44.607 | 13.612 | 0 | 0 | 0 | 0 | 0 | 0 | 16.8343 | 20 | 1.682% | 0.1003% | 0% | 0% | 0% | 0% | 0% | 0% | 0% | 0% | 0% | 0.2978% | 0.1923% | Friday | 116:00 | 21 | 117 | 0% | 0% | 0% | 0% | 0% | 0% | 0% | 0% | 0% | 0% | 0% | 0%
[44 empty] | 2013-04-27 | 0 | 0 | 0 | 0 | 0 | 0 | 0 | 11.946 | 42.855 | 48.486 | 49.202 | 47.638 | 46.898 | 47.8 | 49.193 | 49.96 | 42.515 | 12.041 | 0 | 0 | 0 | 0 | 0 | 0 | 18.6889 | 21 | 0% | 0% | 0% | 0% | 0% | 0% | 0% | 0% | 0% | 0% | 0% | 0% | 0% | Friday | 117:00 | 22 | 118 | 0% | 0% | 0% | 0% | 0% | 0% | 0% | 0% | 0% | 0% | 0% | 0%
[44 empty] | 2013-04-28 | 0 | 0 | 0 | 0 | 0 | 0 | 0 | 12.094 | 44.374 | 48.838 | 49.96 | 48.394 | 47.871 | 48.583 | 49.96 | 49.96 | 45.944 | 15 | 0 | 0 | 0 | 0 | 0 | 0 | 19.2074 | 22 | 0% | 0% | 0% | 0% | 0% | 0% | 0% | 0% | 0% | 0% | 0% | 0% | 0% | Friday | 118:00 | 23 | 119 | 0% | 0% | 0% | 0% | 0% | 0% | 0% | 0% | 0% | 0% | 0% | 0%
[44 empty] | 2013-04-29 | 0 | 0 | 0 | 0 | 0 | 0 | 0 | 11.589 | 44.617 | 49.366 | 48.952 | 47.659 | 47.727 | 48.036 | 49.033 | 48.918 | 44.649 | 13.995 | 0 | 0 | 0 | 0 | 0 | 0 | 18.9392 | 23 | 0% | 0% | 0% | 0% | 0% | 0% | 0% | 0% | 0% | 0% | 0% | 0% | 0% | Friday | 119:00 | 24 | 120 | 0% | 0% | 0% | 0% | 0% | 0% | 0% | 0% | 0% | 0% | 0% | 0%
[44 empty] | 2013-04-30 | 0 | 0 | 0 | 0 | 0 | 0 | 0 | 11.483 | 45.201 | 49.341 | 49.175 | 47.763 | 47.55 | 48.089 | 49.714 | 49.628 | 42.977 | 12.972 | 0 | 0 | 0 | 0 | 0 | 0 | 18.9122 | 24 | 0% | 0% | 0% | 0% | 0% | 0% | 0% | 0% | 0% | 0% | 0% | 0% | 0% | Saturday | 120:00 | 1 | 121 | 0% | 0% | 0% | 0% | 0% | 0% | 0% | 0% | 0% | 0% | 0% | 0%
[44 empty] | 2013-05-01 | 0 | 0 | 0 | 0 | 0 | 0 | 0 | 10.9 | 43.799 | 48.496 | 48.621 | 46.666 | 47.243 | 47.524 | 49.177 | 49.483 | 44.031 | 12.936 | 0 | 0 | 0 | 0 | 0 | 0 | 18.7032 | Grand Total | 47.26% | 44.09% | 42.78% | 35.11% | 32.05% | 24.65% | 20.83% | 33.67% | 40.68% | 41.37% | 47.65% | 48.13% | 38.22% | Saturday | 121:00 | 2 | 122 | 0% | 0% | 0% | 0% | 0% | 0% | 0% | 0% | 0% | 0% | 0% | 0%
[44 empty] | 2013-05-02 | 0 | 0 | 0 | 0 | 0 | 0 | 0 | 10.544 | 43.423 | 47.858 | 48.477 | 46.771 | 46.408 | 46.332 | 48.041 | 48.511 | 43.29 | 12.388 | 0 | 0 | 0 | 0 | 0 | 0 | 18.4185 | [14 empty] | Saturday | 122:00 | 3 | 123 | 0% | 0% | 0% | 0% | 0% | 0% | 0% | 0% | 0% | 0% | 0% | 0%
[44 empty] | 2013-05-03 | 0 | 0 | 0 | 0 | 0 | 0 | 0 | 10.403 | 43.821 | 48.62 | 48.885 | 45.991 | 46.138 | 47.93 | 49.671 | 49.916 | 44.507 | 12.402 | 0 | 0 | 0 | 0 | 0 | 0 | 18.6785 | [14 empty] | Saturday | 123:00 | 4 | 124 | 0% | 0% | 0% | 0% | 0% | 0% | 0% | 0% | 0% | 0% | 0% | 0%
[44 empty] | 2013-05-04 | 0 | 0 | 0 | 0 | 0 | 0 | 0 | 10.086 | 43.303 | 49.131 | 49.468 | 47.98 | 47.415 | 47.879 | 49.549 | 49.96 | 44.583 | 12.121 | 0 | 0 | 0 | 0 | 0 | 0 | 18.8115 | Weekday | 6 | [12 empty] | Saturday | 124:00 | 5 | 125 | 0% | 0% | 0% | 0% | 0% | 0% | 0% | 0% | 0% | 0% | 0% | 0%
[44 empty] | 2013-05-05 | 0 | 0 | 0 | 0 | 0 | 0 | 0 | 0.943 | 5.541 | 11.471 | 16.677 | 14.748 | 15.211 | 14.508 | 12.449 | 9.546 | 5.799 | 4.458 | 0 | 0 | 0 | 0 | 0 | 0 | 4.6396 | [14 empty] | Saturday | 125:00 | 6 | 126 | 0% | 0% | 0% | 0% | 0% | 0% | 0% | 0% | 0% | 0% | 0.1998% | 0%
[44 empty] | 2013-05-06 | 0 | 0 | 0 | 0 | 0 | 0 | 0 | 0.9485 | 5.922 | 9.534 | 13.463 | 15.644 | 14.768 | 19.572 | 26.516 | 28.662 | 22.804 | 7.732 | 0 | 0 | 0 | 0 | 0 | 0 | 6.8986 | Average of Active Case (Cap. Factor) | Column Labels | [12 empty] | Saturday | 126:00 | 7 | 127 | 22.1% | 6.728% | 0.4659% | 0% | 0% | 0% | 0% | 0% | 3.236% | 22.77% | 45.51% | 36.38%
[44 empty] | 2013-05-07 | 0 | 0 | 0 | 0 | 0 | 0 | 0 | 2.642 | 15.708 | 17.423 | 23.957 | 25.775 | 25.996 | 27.094 | 28.477 | 29.634 | 22.133 | 6.514 | 0 | 0 | 0 | 0 | 0 | 0 | 9.3897 | Row Labels | 1 | 2 | 3 | 4 | 5 | 6 | 7 | 8 | 9 | 10 | 11 | 12 | Grand Total | Saturday | 127:00 | 8 | 128 | 89.15% | 71.57% | 49.75% | 31.05% | 13.54% | 3.222% | 4.834% | 15.97% | 59.15% | 95.18% | 96.57% | 94.36%
[44 empty] | 2013-05-08 | 0 | 0 | 0 | 0 | 0 | 0 | 0 | 2.919 | 10.396 | 10.226 | 18.936 | 20.888 | 25.569 | 28.055 | 29.921 | 31.376 | 31.623 | 8.779 | 0 | 0 | 0 | 0 | 0 | 0 | 9.112 | 1 | 0% | 0% | 0% | 0% | 0% | 0% | 0% | 0% | 0% | 0% | 0% | 0% | 0% | Saturday | 128:00 | 9 | 129 | 98.19% | 98.19% | 98.19% | 90.2% | 77.12% | 35.08% | 62.7% | 66.41% | 94.1% | 98.19% | 98.19% | 98.03%
[44 empty] | 2013-05-09 | 0 | 0 | 0 | 0 | 0 | 0 | 0 | 7.573 | 39.303 | 43.673 | 42.436 | 39.861 | 38.924 | 39.177 | 40.811 | 41.459 | 37.963 | 9.132 | 0 | 0 | 0 | 0 | 0 | 0 | 15.8463 | 2 | 0% | 0% | 0% | 0% | 0% | 0% | 0% | 0% | 0% | 0% | 0% | 0% | 0% | Saturday | 129:00 | 10 | 130 | 98.19% | 98.19% | 98.19% | 96.13% | 82.9% | 62.92% | 84.96% | 71.66% | 96.06% | 98.19% | 96.89% | 98.19%
[44 empty] | 2013-05-10 | 0 | 0 | 0 | 0 | 0 | 0 | 0 | 5.872 | 33.851 | 37.503 | 36.492 | 34.201 | 33.219 | 33.16 | 34.351 | 34.563 | 31.986 | 8.163 | 0 | 0 | 0 | 0 | 0 | 0 | 13.4734 | 3 | 0% | 0% | 0% | 0% | 0% | 0% | 0% | 0% | 0% | 0% | 0% | 0% | 0% | Saturday | 130:00 | 11 | 131 | 98.19% | 98.19% | 98.19% | 96.01% | 87.24% | 65.89% | 82.01% | 71.75% | 94.65% | 98.19% | 97.61% | 98.19%
[44 empty] | 2013-05-11 | 0 | 0 | 0 | 0 | 0 | 0 | 0 | 5.429 | 31.191 | 30.031 | 33.705 | 31.496 | 31.015 | 31.28 | 32.476 | 32.283 | 29.482 | 7.444 | 0 | 0 | 0 | 0 | 0 | 0 | 12.3263 | 4 | 0% | 0% | 0% | 0% | 0% | 0% | 0% | 0% | 0% | 0% | 0% | 0% | 0% | Saturday | 131:00 | 12 | 132 | 98.19% | 97.37% | 98.19% | 94.97% | 83.86% | 72.27% | 76.5% | 66.94% | 93.79% | 97.55% | 96.65% | 98.19%
[44 empty] | 2013-05-12 | 0 | 0 | 0 | 0 | 0 | 0 | 0 | 6.412 | 37.414 | 38.962 | 39.238 | 36.698 | 34.909 | 37.902 | 40.234 | 41.704 | 36.54 | 7.903 | 0 | 0 | 0 | 0 | 0 | 0 | 14.9132 | 5 | 0% | 0% | 0% | 0% | 0% | 0% | 0% | 0% | 0% | 0% | 0% | 0% | 0% | Saturday | 132:00 | 13 | 133 | 98.19% | 91.49% | 98.19% | 94.49% | 82.17% | 75.65% | 76.64% | 67.97% | 96.15% | 92.31% | 98.19% | 98.19%
[44 empty] | 2013-05-13 | 0 | 0 | 0 | 0 | 0 | 0 | 0 | 8.168 | 44.013 | 46.665 | 47.114 | 44.267 | 44.965 | 45.039 | 44.65 | 43.586 | 38.473 | 8.877 | 0 | 0 | 0 | 0 | 0 | 0 | 17.3257 | 6 | 0% | 0% | 0% | 0% | 0% | 0% | 0% | 0% | 0% | 0% | 0.1952% | 0.1195% | 0.02796% | Saturday | 133:00 | 14 | 134 | 98.19% | 85.71% | 98.19% | 95.38% | 82.57% | 74.12% | 80.96% | 70.74% | 97.24% | 98.19% | 92.3% | 98.19%
[44 empty] | 2013-05-14 | 0 | 0 | 0 | 0 | 0 | 0 | 0 | 7.988 | 43.879 | 47.792 | 46.058 | 43.808 | 44.355 | 45.34 | 47.14 | 46.837 | 41.967 | 9.058 | 0 | 0 | 0 | 0 | 0 | 0 | 17.6759 | 7 | 21.52% | 7.536% | 0.4845% | 0% | 0% | 0% | 0% | 0% | 2.377% | 21.56% | 44.79% | 43.4% | 11.77% | Saturday | 134:00 | 15 | 135 | 98.19% | 82.94% | 98.06% | 96.96% | 85.25% | 79.9% | 88.28% | 71.44% | 96.25% | 97.9% | 83.2% | 98.19%
[44 empty] | 2013-05-15 | 0 | 0 | 0 | 0 | 0 | 0 | 0 | 7.645 | 43.668 | 47.654 | 46.527 | 41.983 | 42.753 | 44.786 | 46.33 | 46.424 | 40.386 | 8.304 | 0 | 0 | 0 | 0 | 0 | 0 | 17.3525 | 8 | 88.04% | 73.84% | 50.02% | 14.18% | 11.09% | 3.573% | 4.603% | 19.34% | 59.9% | 94.92% | 96.81% | 97.1% | 50.6% | Saturday | 135:00 | 16 | 136 | 98.19% | 82.48% | 98.19% | 97.8% | 85.69% | 81.33% | 87.68% | 72.41% | 96.47% | 86.76% | 80.9% | 98.19%
[44 empty] | 2013-05-16 | 0 | 0 | 0 | 0 | 0 | 0 | 0 | 7.111 | 42.08 | 46.436 | 46.326 | 43.132 | 43.928 | 45.49 | 47.905 | 48.527 | 43.425 | 8.944 | 0 | 0 | 0 | 0 | 0 | 0 | 17.6377 | 9 | 98.19% | 98.19% | 98.15% | 48.94% | 68.19% | 41.35% | 53.95% | 85.07% | 70.77% | 98.19% | 98.19% | 98.19% | 80.37% | Saturday | 136:00 | 17 | 137 | 98.19% | 80.68% | 96.34% | 91.62% | 76.32% | 70.22% | 76.23% | 66.98% | 90.93% | 90.92% | 80.79% | 98.19%
[44 empty] | 2013-05-17 | 0 | 0 | 0 | 0 | 0 | 0 | 0 | 2.551 | 18.737 | 10.982 | 13.673 | 19.228 | 13.848 | 9.421 | 9.473 | 8.696 | 3.713 | 1.754 | 0 | 0 | 0 | 0 | 0 | 0 | 4.6698 | 10 | 98.19% | 98.19% | 98.19% | 68.77% | 74.06% | 53.41% | 74.32% | 95.49% | 72.45% | 98.19% | 98.19% | 98.19% | 86.09% | Saturday | 137:00 | 18 | 138 | 98.17% | 75.04% | 80.37% | 41.96% | 16.9% | 11.11% | 19.03% | 22.68% | 53.96% | 68.91% | 76.38% | 94.39%
[44 empty] | 2013-05-18 | 0 | 0 | 0 | 0 | 0 | 0 | 0 | 7.034 | 44.184 | 44.775 | 48.877 | 47.803 | 45.901 | 45.417 | 46.92 | 46.891 | 43.049 | 8.558 | 0 | 0 | 0 | 0 | 0 | 0 | 17.892 | 11 | 98.19% | 98.19% | 98.19% | 72.96% | 75.57% | 56.18% | 78.5% | 93.41% | 69.86% | 98.19% | 98.19% | 98.19% | 86.69% | Saturday | 138:00 | 19 | 139 | 55.06% | 35.87% | 13.65% | 0.451% | 0% | 0% | 0% | 0% | 1.737% | 7.424% | 19.87% | 44.97%
[44 empty] | 2013-05-19 | 0 | 0 | 0 | 0 | 0 | 0 | 0 | 3.391 | 20.107 | 24.427 | 26.424 | 26.411 | 26.294 | 27.54 | 29.31 | 29.738 | 24.255 | 5.028 | 0 | 0 | 0 | 0 | 0 | 0 | 10.1219 | 12 | 98.19% | 98.19% | 98.19% | 70.74% | 73.01% | 52.39% | 78.06% | 90.16% | 92.14% | 98.19% | 98.19% | 98.19% | 87.35% | Saturday | 139:00 | 20 | 140 | 2.174% | 0.2061% | 0% | 0% | 0% | 0% | 0% | 0% | 0% | 0% | 0% | 0.6395%
[44 empty] | 2013-05-20 | 0 | 0 | 0 | 0 | 0 | 0 | 0 | 4.943 | 33.014 | 37.772 | 39.621 | 41.247 | 45.754 | 41.229 | 43.887 | 43.533 | 33.06 | 6.135 | 0 | 0 | 0 | 0 | 0 | 0 | 15.4248 | 13 | 98.19% | 98.19% | 98.19% | 68.05% | 63.6% | 52.96% | 77.17% | 89.88% | 93.05% | 98.19% | 98.19% | 98.19% | 86.26% | Saturday | 140:00 | 21 | 141 | 0% | 0% | 0% | 0% | 0% | 0% | 0% | 0% | 0% | 0% | 0% | 0%
[44 empty] | 2013-05-21 | 0 | 0 | 0 | 0 | 0 | 0 | 0 | 5.032 | 33.842 | 44.444 | 42.516 | 37.688 | 40.479 | 34.706 | 19.993 | 15.937 | 13.078 | 3.852 | 0 | 0 | 0 | 0 | 0 | 0 | 12.1486 | 14 | 90.19% | 98.19% | 98.19% | 75.17% | 55.9% | 49.98% | 79.88% | 90.55% | 93.06% | 98.19% | 98.19% | 98.19% | 85.49% | Saturday | 141:00 | 22 | 142 | 0% | 0% | 0% | 0% | 0% | 0% | 0% | 0% | 0% | 0% | 0% | 0%
[44 empty] | 2013-05-22 | 0 | 0 | 0 | 0 | 0 | 0 | 0 | 5.151 | 37.613 | 38.406 | 42.512 | 42.644 | 40.262 | 33.683 | 20.471 | 16.313 | 15.907 | 4.285 | 0 | 0 | 0 | 0 | 0 | 0 | 12.3853 | 15 | 97.86% | 98.19% | 98.19% | 92.04% | 57.87% | 53.71% | 85.86% | 91.92% | 55.67% | 97.56% | 98.19% | 98.19% | 85.52% | Saturday | 142:00 | 23 | 143 | 0% | 0% | 0% | 0% | 0% | 0% | 0% | 0% | 0% | 0% | 0% | 0%
[44 empty] | 2013-05-23 | 0 | 0 | 0 | 0 | 0 | 0 | 0 | 5.364 | 40.278 | 42.801 | 40.672 | 37.647 | 36.442 | 36.763 | 38.601 | 39.004 | 35.826 | 6.726 | 0 | 0 | 0 | 0 | 0 | 0 | 15.0052 | 16 | 98.19% | 96.47% | 98.19% | 85.59% | 56.69% | 55.13% | 87.69% | 91.08% | 56.02% | 94.69% | 98.19% | 98.19% | 84.78% | Saturday | 143:00 | 24 | 144 | 0% | 0% | 0% | 0% | 0% | 0% | 0% | 0% | 0% | 0% | 0% | 0%
[44 empty] | 2013-05-24 | 0 | 0 | 0 | 0 | 0 | 0 | 0 | 5.223 | 39.928 | 45.444 | 47.083 | 44.93 | 44.136 | 44.59 | 47.258 | 47.591 | 41.966 | 7.261 | 0 | 0 | 0 | 0 | 0 | 0 | 17.3087 | 17 | 97.54% | 95.99% | 96.75% | 73.89% | 50.97% | 49.24% | 80.68% | 82.73% | 79.58% | 96.94% | 98.19% | 95.4% | 83.08% | Sunday | 144:00 | 1 | 145 | 0% | 0% | 0% | 0% | 0% | 0% | 0% | 0% | 0% | 0% | 0% | 0%
[44 empty] | 2013-05-25 | 0 | 0 | 0 | 0 | 0 | 0 | 0 | 5.015 | 38.275 | 44.781 | 45.497 | 43.398 | 42.902 | 43.465 | 44.563 | 45.255 | 38.204 | 6.265 | 0 | 0 | 0 | 0 | 0 | 0 | 16.5675 | 18 | 81.68% | 94.6% | 81.2% | 37.57% | 12.71% | 9.406% | 20.37% | 34.65% | 57.61% | 72.22% | 91.22% | 86.92% | 56.55% | Sunday | 145:00 | 2 | 146 | 0% | 0% | 0% | 0% | 0% | 0% | 0% | 0% | 0% | 0% | 0% | 0%
[44 empty] | 2013-05-26 | 0 | 0 | 0 | 0 | 0 | 0 | 0 | 4.358 | 36.878 | 45.583 | 46.669 | 44.765 | 42.8 | 44.054 | 46.708 | 46.661 | 40.627 | 6.529 | 0 | 0 | 0 | 0 | 0 | 0 | 16.9013 | 19 | 42.16% | 40.75% | 13.78% | 0.5081% | 0% | 0% | 0% | 0% | 1.965% | 7.358% | 21.63% | 42.72% | 13.83% | Sunday | 146:00 | 3 | 147 | 0% | 0% | 0% | 0% | 0% | 0% | 0% | 0% | 0% | 0% | 0% | 0%
[44 empty] | 2013-05-27 | 0 | 0 | 0 | 0 | 0 | 0 | 0 | 4.31 | 38.558 | 46.917 | 47.187 | 44.653 | 42.623 | 42.914 | 45.677 | 47.23 | 40.258 | 6.174 | 0 | 0 | 0 | 0 | 0 | 0 | 16.9375 | 20 | 1.567% | 0.1927% | 0% | 0% | 0% | 0% | 0% | 0% | 0% | 0% | 0% | 0.5673% | 0.179% | Sunday | 147:00 | 4 | 148 | 0% | 0% | 0% | 0% | 0% | 0% | 0% | 0% | 0% | 0% | 0% | 0%
[44 empty] | 2013-05-28 | 0 | 0 | 0 | 0 | 0 | 0 | 0 | 1.701 | 16.913 | 15.215 | 13.28 | 25.492 | 30.705 | 42.018 | 40.813 | 43.994 | 38.589 | 5.47 | 0 | 0 | 0 | 0 | 0 | 0 | 11.4246 | 21 | 0% | 0% | 0% | 0% | 0% | 0% | 0% | 0% | 0% | 0% | 0% | 0% | 0% | Sunday | 148:00 | 5 | 149 | 0% | 0% | 0% | 0% | 0% | 0% | 0% | 0% | 0% | 0% | 0% | 0%
[44 empty] | 2013-05-29 | 0 | 0 | 0 | 0 | 0 | 0 | 0 | 0 | 2.421 | 16.551 | 11.492 | 6.635 | 7.898 | 12.848 | 12.561 | 10.252 | 6.223 | 2.215 | 0 | 0 | 0 | 0 | 0 | 0 | 3.7123 | 22 | 0% | 0% | 0% | 0% | 0% | 0% | 0% | 0% | 0% | 0% | 0% | 0% | 0% | Sunday | 149:00 | 6 | 150 | 0% | 0% | 0% | 0% | 0% | 0% | 0% | 0% | 0% | 0% | 0.1189% | 0.1285%
[44 empty] | 2013-05-30 | 0 | 0 | 0 | 0 | 0 | 0 | 0 | 2.294 | 22.437 | 18.492 | 36.286 | 44.297 | 42.882 | 44.075 | 46.458 | 46.764 | 40.935 | 6.254 | 0 | 0 | 0 | 0 | 0 | 0 | 14.6323 | 23 | 0% | 0% | 0% | 0% | 0% | 0% | 0% | 0% | 0% | 0% | 0% | 0% | 0% | Sunday | 150:00 | 7 | 151 | 21.69% | 6.864% | 0.4515% | 0% | 0% | 0% | 0% | 0% | 3.056% | 24.48% | 45.87% | 43.55%
[44 empty] | 2013-05-31 | 0 | 0 | 0 | 0 | 0 | 0 | 0 | 4.174 | 37.151 | 45.869 | 46.113 | 41.399 | 24.469 | 7.116 | 6.464 | 3.466 | 7.492 | 2.76 | 0 | 0 | 0 | 0 | 0 | 0 | 9.4364 | 24 | 0% | 0% | 0% | 0% | 0% | 0% | 0% | 0% | 0% | 0% | 0% | 0% | 0% | Sunday | 151:00 | 8 | 152 | 88.14% | 72.6% | 40.13% | 30.84% | 7.421% | 3.458% | 4.321% | 10.32% | 56.49% | 96.53% | 98.19% | 97.26%
[44 empty] | 2013-06-01 | 0 | 0 | 0 | 0 | 0 | 0 | 0 | 4.108 | 35.625 | 41.764 | 41.42 | 39.284 | 38.528 | 39.46 | 42.718 | 43.748 | 36.752 | 5.499 | 0 | 0 | 0 | 0 | 0 | 0 | 15.3711 | Grand Total | 46.24% | 45.7% | 42.82% | 29.52% | 24.99% | 19.89% | 30.05% | 36.01% | 33.52% | 44.77% | 47.43% | 47.99% | 37.44% | Sunday | 152:00 | 9 | 153 | 98.19% | 98.19% | 80.93% | 92.22% | 49.11% | 53.26% | 53.81% | 41.78% | 94.84% | 98.19% | 98.19% | 98.19%
[44 empty] | 2013-06-02 | 0 | 0 | 0 | 0 | 0 | 0 | 0 | 3.927 | 35.517 | 43.473 | 42.846 | 39.787 | 38.723 | 39.662 | 43.23 | 44.41 | 38.568 | 5.86 | 0 | 0 | 0 | 0 | 0 | 0 | 15.6668 | [14 empty] | Sunday | 153:00 | 10 | 154 | 98.19% | 98.19% | 82.95% | 97.64% | 59.18% | 66% | 83.35% | 47.1% | 97.31% | 98.19% | 98.19% | 98.19%
[44 empty] | 2013-06-03 | 0 | 0 | 0 | 0 | 0 | 0 | 0 | 3.671 | 35.533 | 43.549 | 42.43 | 40.124 | 39.945 | 40.574 | 42.878 | 43.799 | 38.343 | 5.796 | 0 | 0 | 0 | 0 | 0 | 0 | 15.6934 | [14 empty] | Sunday | 154:00 | 11 | 155 | 98.19% | 98.19% | 86.02% | 97.75% | 63.39% | 66.28% | 89.26% | 52.5% | 95.37% | 98.19% | 98.19% | 98.19%
[44 empty] | 2013-06-04 | 0 | 0 | 0 | 0 | 0 | 0 | 0 | 1.877 | 30.412 | 37.581 | 38.029 | 35.907 | 38.282 | 39.356 | 42.659 | 42.854 | 36.572 | 5.176 | 0 | 0 | 0 | 0 | 0 | 0 | 14.5294 | Weekday | 7 | [12 empty] | Sunday | 155:00 | 12 | 156 | 98.19% | 98.19% | 88.65% | 95.82% | 60.25% | 59.61% | 84.73% | 53.47% | 94.27% | 97.42% | 98.19% | 98.19%
[44 empty] | 2013-06-05 | 0 | 0 | 0 | 0 | 0 | 0 | 0 | 3.501 | 35.931 | 46.143 | 44.108 | 36.819 | 33.182 | 37.353 | 37.997 | 44.637 | 39.742 | 5.735 | 0 | 0 | 0 | 0 | 0 | 0 | 15.2145 | [14 empty] | Sunday | 156:00 | 13 | 157 | 98.19% | 98.19% | 90.46% | 95.54% | 58.58% | 60.02% | 83.78% | 59.37% | 95.93% | 92.32% | 98.19% | 98.19%
[44 empty] | 2013-06-06 | 0 | 0 | 0 | 0 | 0 | 0 | 0 | 3.348 | 35.037 | 45.208 | 44.952 | 41.766 | 41.014 | 42.596 | 44.527 | 44.604 | 37.79 | 5.542 | 0 | 0 | 0 | 0 | 0 | 0 | 16.0993 | Average of Active Case (Cap. Factor) | Column Labels | [12 empty] | Sunday | 157:00 | 14 | 158 | 98.19% | 86.45% | 82.49% | 96.38% | 60.93% | 60.91% | 78.69% | 65.58% | 96.79% | 91.6% | 98.19% | 98.19%
[44 empty] | 2013-06-07 | 0 | 0 | 0 | 0 | 0 | 0 | 0 | 3.198 | 35.114 | 45.581 | 45.352 | 43.436 | 41.993 | 30.82 | 32.938 | 34.612 | 30.7 | 5.884 | 0 | 0 | 0 | 0 | 0 | 0 | 14.5678 | Row Labels | 1 | 2 | 3 | 4 | 5 | 6 | 7 | 8 | 9 | 10 | 11 | 12 | Grand Total | Sunday | 158:00 | 15 | 159 | 98.19% | 89.74% | 80.03% | 97.27% | 63.24% | 65.12% | 81.14% | 65.78% | 96.71% | 91.93% | 98.19% | 98.19%
[44 empty] | 2013-06-08 | 0 | 0 | 0 | 0 | 0 | 0 | 0 | 1.637 | 20.687 | 45.915 | 45.993 | 43.344 | 42.343 | 34.079 | 36.127 | 36.479 | 31.335 | 4.588 | 0 | 0 | 0 | 0 | 0 | 0 | 14.272 | 1 | 0% | 0% | 0% | 0% | 0% | 0% | 0% | 0% | 0% | 0% | 0% | 0% | 0% | Sunday | 159:00 | 16 | 160 | 98.19% | 95.29% | 82.48% | 98.13% | 62.72% | 67.34% | 87.22% | 57.42% | 96.88% | 91.35% | 98.19% | 98.19%
[44 empty] | 2013-06-09 | 0 | 0 | 0 | 0 | 0 | 0 | 0 | 0 | 4.435 | 7.001 | 10.892 | 8.534 | 11.566 | 11.77 | 8.097 | 5.565 | 3.215 | 1.237 | 0 | 0 | 0 | 0 | 0 | 0 | 3.013 | 2 | 0% | 0% | 0% | 0% | 0% | 0% | 0% | 0% | 0% | 0% | 0% | 0% | 0% | Sunday | 160:00 | 17 | 161 | 98.19% | 87.87% | 83.94% | 93.25% | 52.68% | 58.92% | 78.44% | 51.76% | 94.54% | 98.19% | 97.36% | 98.19%
[44 empty] | 2013-06-10 | 0 | 0 | 0 | 0 | 0 | 0 | 0 | 0 | 1.326 | 2.757 | 5.049 | 16.095 | 10.706 | 5.051 | 3.772 | 2.42 | 0.9534 | 0.1592 | 0 | 0 | 0 | 0 | 0 | 0 | 2.012 | 3 | 0% | 0% | 0% | 0% | 0% | 0% | 0% | 0% | 0% | 0% | 0% | 0% | 0% | Sunday | 161:00 | 18 | 162 | 98.19% | 85.78% | 64.7% | 41.46% | 11.75% | 9.994% | 21.65% | 22.55% | 48.7% | 79.39% | 89.58% | 95.78%
[44 empty] | 2013-06-11 | 0 | 0 | 0 | 0 | 0 | 0 | 0 | 0 | 0.5116 | 4.347 | 9.568 | 16.833 | 23.583 | 23.042 | 21.012 | 18.097 | 17.72 | 3.862 | 0 | 0 | 0 | 0 | 0 | 0 | 5.774 | 4 | 0% | 0% | 0% | 0% | 0% | 0% | 0% | 0% | 0% | 0% | 0% | 0% | 0% | Sunday | 162:00 | 19 | 163 | 56.36% | 37.04% | 9.074% | 0.329% | 0% | 0% | 0% | 0% | 1.915% | 8.238% | 21.59% | 42.88%
[44 empty] | 2013-06-12 | 0 | 0 | 0 | 0 | 0 | 0 | 0 | 0 | 1.148 | 1.75 | 2.641 | 3.648 | 4.195 | 3.805 | 2.842 | 1.762 | 0.585 | 0.1117 | 0 | 0 | 0 | 0 | 0 | 0 | 0.93699 | 5 | 0% | 0% | 0% | 0% | 0% | 0% | 0% | 0% | 0% | 0% | 0% | 0% | 0% | Sunday | 163:00 | 20 | 164 | 2.142% | 0.2573% | 0% | 0% | 0% | 0% | 0% | 0% | 0% | 0% | 0% | 0.5187%
[44 empty] | 2013-06-13 | 0 | 0 | 0 | 0 | 0 | 0 | 0 | 2.717 | 32.886 | 43.036 | 43.475 | 40.977 | 39.104 | 39.76 | 41.531 | 43.121 | 38.617 | 5.638 | 0 | 0 | 0 | 0 | 0 | 0 | 15.4526 | 6 | 0% | 0% | 0% | 0% | 0% | 0% | 0% | 0% | 0% | 0% | 0.1998% | 0% | 0.01922% | Sunday | 164:00 | 21 | 165 | 0% | 0% | 0% | 0% | 0% | 0% | 0% | 0% | 0% | 0% | 0% | 0%
[44 empty] | 2013-06-14 | 0 | 0 | 0 | 0 | 0 | 0 | 0 | 2.492 | 31.813 | 41.582 | 41.977 | 37.992 | 38.743 | 34.669 | 39.423 | 42.069 | 31.581 | 4.675 | 0 | 0 | 0 | 0 | 0 | 0 | 14.459 | 7 | 22.1% | 6.728% | 0.4659% | 0% | 0% | 0% | 0% | 0% | 3.236% | 22.77% | 45.51% | 36.38% | 11.44% | Sunday | 165:00 | 22 | 166 | 0% | 0% | 0% | 0% | 0% | 0% | 0% | 0% | 0% | 0% | 0% | 0%
[44 empty] | 2013-06-15 | 0 | 0 | 0 | 0 | 0 | 0 | 0 | 2.219 | 30.515 | 44.373 | 45.115 | 42.157 | 40.607 | 38.304 | 43.591 | 44.724 | 37.578 | 5.6 | 0 | 0 | 0 | 0 | 0 | 0 | 15.616 | 8 | 89.15% | 71.57% | 49.75% | 31.05% | 13.54% | 3.222% | 4.834% | 15.97% | 59.15% | 95.18% | 96.57% | 94.36% | 51.21% | Sunday | 166:00 | 23 | 167 | 0% | 0% | 0% | 0% | 0% | 0% | 0% | 0% | 0% | 0% | 0% | 0%
[44 empty] | 2013-06-16 | 0 | 0 | 0 | 0 | 0 | 0 | 0 | 2.49 | 33.107 | 44.773 | 40.123 | 39.56 | 38.213 | 37.984 | 40.42 | 42.802 | 35.501 | 5.428 | 0 | 0 | 0 | 0 | 0 | 0 | 15.0167 | 9 | 98.19% | 98.19% | 98.19% | 90.2% | 77.12% | 35.08% | 62.7% | 66.41% | 94.1% | 98.19% | 98.19% | 98.03% | 83.77% | Sunday | 167:00 | 24 | 168 | 0% | 0% | 0% | 0% | 0% | 0% | 0% | 0% | 0% | 0% | 0% | 0%
[44 empty] | 2013-06-17 | 0 | 0 | 0 | 0 | 0 | 0 | 0 | 2.369 | 32.475 | 44.615 | 44.321 | 41.253 | 41.077 | 37.768 | 35.41 | 32.891 | 28.168 | 4.608 | 0 | 0 | 0 | 0 | 0 | 0 | 14.3731 | 10 | 98.19% | 98.19% | 98.19% | 96.13% | 82.9% | 62.92% | 84.96% | 71.66% | 96.06% | 98.19% | 96.89% | 98.19% | 89.61%
[44 empty] | 2013-06-18 | 0 | 0 | 0 | 0 | 0 | 0 | 0 | 2.391 | 32.339 | 43.959 | 44.098 | 41.936 | 40.569 | 41.821 | 44.269 | 44.667 | 38.39 | 5.884 | 0 | 0 | 0 | 0 | 0 | 0 | 15.8468 | 11 | 98.19% | 98.19% | 98.19% | 96.01% | 87.24% | 65.89% | 82.01% | 71.75% | 94.65% | 98.19% | 97.61% | 98.19% | 89.96%
[44 empty] | 2013-06-19 | 0 | 0 | 0 | 0 | 0 | 0 | 0 | 2.069 | 30.667 | 41.681 | 40.998 | 39.9 | 39.462 | 40.585 | 42.714 | 43.162 | 37.929 | 5.904 | 0 | 0 | 0 | 0 | 0 | 0 | 15.2113 | 12 | 98.19% | 97.37% | 98.19% | 94.97% | 83.86% | 72.27% | 76.5% | 66.94% | 93.79% | 97.55% | 96.65% | 98.19% | 89.08%
[44 empty] | 2013-06-20 | 0 | 0 | 0 | 0 | 0 | 0 | 0 | 2.128 | 30.739 | 42.144 | 42.882 | 41.336 | 39.594 | 40.678 | 43.127 | 43.92 | 38.657 | 5.933 | 0 | 0 | 0 | 0 | 0 | 0 | 15.4641 | 13 | 98.19% | 91.49% | 98.19% | 94.49% | 82.17% | 75.65% | 76.64% | 67.97% | 96.15% | 92.31% | 98.19% | 98.19% | 88.82%
[44 empty] | 2013-06-21 | 0 | 0 | 0 | 0 | 0 | 0 | 0 | 1.581 | 16.813 | 2.897 | 3.172 | 3.577 | 4.129 | 4.483 | 4.525 | 4.672 | 9.056 | 3.055 | 0 | 0 | 0 | 0 | 0 | 0 | 2.415 | 14 | 98.19% | 85.71% | 98.19% | 95.38% | 82.57% | 74.12% | 80.96% | 70.74% | 97.24% | 98.19% | 92.3% | 98.19% | 88.89%
[44 empty] | 2013-06-22 | 0 | 0 | 0 | 0 | 0 | 0 | 0 | 0 | 0.7544 | 15.464 | 24.957 | 36.938 | 42.162 | 43.326 | 45.785 | 46.573 | 41.205 | 6.462 | 0 | 0 | 0 | 0 | 0 | 0 | 12.6511 | 15 | 98.19% | 82.94% | 98.06% | 96.96% | 85.25% | 79.9% | 88.28% | 71.44% | 96.25% | 97.9% | 83.2% | 98.19% | 89.21%
[44 empty] | 2013-06-23 | 0 | 0 | 0 | 0 | 0 | 0 | 0 | 1.949 | 32.583 | 46 | 46.691 | 44.1 | 42.491 | 43.111 | 44.381 | 44.621 | 40.351 | 6.627 | 0 | 0 | 0 | 0 | 0 | 0 | 16.371 | 16 | 98.19% | 82.48% | 98.19% | 97.8% | 85.69% | 81.33% | 87.68% | 72.41% | 96.47% | 86.76% | 80.9% | 98.19% | 88.41%
[44 empty] | 2013-06-24 | 0 | 0 | 0 | 0 | 0 | 0 | 0 | 0.9351 | 20.389 | 43.782 | 42.14 | 35.559 | 33.405 | 27.711 | 27.087 | 26.647 | 23.87 | 4.658 | 0 | 0 | 0 | 0 | 0 | 0 | 11.9243 | 17 | 98.19% | 80.68% | 96.34% | 91.62% | 76.32% | 70.22% | 76.23% | 66.98% | 90.93% | 90.92% | 80.79% | 98.19% | 84.31%
[44 empty] | 2013-06-25 | 0 | 0 | 0 | 0 | 0 | 0 | 0 | 1.972 | 31.939 | 12.395 | 2.517 | 3.559 | 4.114 | 3.804 | 2.853 | 1.805 | 0.6293 | 0.3016 | 0 | 0 | 0 | 0 | 0 | 0 | 2.7454 | 18 | 98.17% | 75.04% | 80.37% | 41.96% | 16.9% | 11.11% | 19.03% | 22.68% | 53.96% | 68.91% | 76.38% | 94.39% | 54.35%
[44 empty] | 2013-06-26 | 0 | 0 | 0 | 0 | 0 | 0 | 0 | 0 | 0.4218 | 16.177 | 19.166 | 24.321 | 30.189 | 35.385 | 32.485 | 30.638 | 27.83 | 5.368 | 0 | 0 | 0 | 0 | 0 | 0 | 9.2492 | 19 | 55.06% | 35.87% | 13.65% | 0.451% | 0% | 0% | 0% | 0% | 1.737% | 7.424% | 19.87% | 44.97% | 14.42%
[44 empty] | 2013-06-27 | 0 | 0 | 0 | 0 | 0 | 0 | 0 | 0 | 0.4561 | 4.903 | 10.793 | 12.405 | 12.83 | 11.701 | 9.32 | 6.024 | 4.328 | 2.666 | 0 | 0 | 0 | 0 | 0 | 0 | 3.1428 | 20 | 2.174% | 0.2061% | 0% | 0% | 0% | 0% | 0% | 0% | 0% | 0% | 0% | 0.6395% | 0.2323%
[44 empty] | 2013-06-28 | 0 | 0 | 0 | 0 | 0 | 0 | 0 | 0 | 0.4066 | 18.637 | 23.836 | 21.621 | 22.915 | 31.748 | 32.417 | 30.856 | 28.875 | 5.53 | 0 | 0 | 0 | 0 | 0 | 0 | 9.0351 | 21 | 0% | 0% | 0% | 0% | 0% | 0% | 0% | 0% | 0% | 0% | 0% | 0% | 0%
[44 empty] | 2013-06-29 | 0 | 0 | 0 | 0 | 0 | 0 | 0 | 0.2336 | 1.65 | 12.546 | 10.141 | 22.14 | 28.808 | 33.391 | 35.033 | 35.379 | 31.762 | 6.114 | 0 | 0 | 0 | 0 | 0 | 0 | 9.0499 | 22 | 0% | 0% | 0% | 0% | 0% | 0% | 0% | 0% | 0% | 0% | 0% | 0% | 0%
[44 empty] | 2013-06-30 | 0 | 0 | 0 | 0 | 0 | 0 | 0 | 0.4313 | 29.846 | 26.659 | 28.07 | 19.679 | 21.708 | 22.418 | 29.536 | 33.911 | 32.249 | 6.273 | 0 | 0 | 0 | 0 | 0 | 0 | 10.4492 | 23 | 0% | 0% | 0% | 0% | 0% | 0% | 0% | 0% | 0% | 0% | 0% | 0% | 0%
[44 empty] | 2013-07-01 | 0 | 0 | 0 | 0 | 0 | 0 | 0 | 1.729 | 30.028 | 37.159 | 45.115 | 43.272 | 41.691 | 42.663 | 45.054 | 46.007 | 41.061 | 7.563 | 0 | 0 | 0 | 0 | 0 | 0 | 15.8892 | 24 | 0% | 0% | 0% | 0% | 0% | 0% | 0% | 0% | 0% | 0% | 0% | 0% | 0%
[44 empty] | 2013-07-02 | 0 | 0 | 0 | 0 | 0 | 0 | 0 | 1.862 | 31.521 | 44.765 | 45.513 | 43.172 | 41.609 | 42.526 | 44.867 | 45.736 | 40.838 | 7.703 | 0 | 0 | 0 | 0 | 0 | 0 | 16.2547 | Grand Total | 47.93% | 41.86% | 42.75% | 38.63% | 32.23% | 26.32% | 30.83% | 27.71% | 40.57% | 43.85% | 44.3% | 48.1% | 38.49%
[44 empty] | 2013-07-03 | 0 | 0 | 0 | 0 | 0 | 0 | 0 | 1.868 | 31.483 | 44.53 | 45.484 | 43.257 | 41.749 | 42.729 | 45.085 | 43.882 | 36.988 | 7.455 | 0 | 0 | 0 | 0 | 0 | 0 | 16.0212
[44 empty] | 2013-07-04 | 0 | 0 | 0 | 0 | 0 | 0 | 0 | 0.4276 | 13.595 | 26.878 | 44.05 | 43.861 | 42.386 | 43.406 | 45.807 | 15.555 | 8.745 | 4.196 | 0 | 0 | 0 | 0 | 0 | 0 | 12.0378
[44 empty] | 2013-07-05 | 0 | 0 | 0 | 0 | 0 | 0 | 0 | 2.02 | 31.389 | 43.091 | 43.433 | 41.953 | 40.712 | 41.775 | 44.13 | 45.01 | 40.529 | 8.224 | 0 | 0 | 0 | 0 | 0 | 0 | 15.9278 | Weekday | 1
[44 empty] | 2013-07-06 | 0 | 0 | 0 | 0 | 0 | 0 | 0 | 2.059 | 31.988 | 42.892 | 42.513 | 38.991 | 36.949 | 41.498 | 44.692 | 45.73 | 41.222 | 8.632 | 0 | 0 | 0 | 0 | 0 | 0 | 15.7152
[44 empty] | 2013-07-07 | 0 | 0 | 0 | 0 | 0 | 0 | 0 | 2.072 | 32.02 | 44.337 | 45.28 | 43.331 | 41.96 | 42.981 | 45.348 | 46.363 | 41.935 | 8.839 | 0 | 0 | 0 | 0 | 0 | 0 | 16.4361 | Average of Active Case (Cap. Factor) | Column Labels
[44 empty] | 2013-07-08 | 0 | 0 | 0 | 0 | 0 | 0 | 0 | 2.046 | 32.45 | 45.366 | 46.049 | 44.76 | 43.297 | 44.313 | 46.777 | 47.842 | 43.144 | 9.198 | 0 | 0 | 0 | 0 | 0 | 0 | 16.8851 | Row Labels | 1 | 2 | 3 | 4 | 5 | 6 | 7 | 8 | 9 | 10 | 11 | 12 | Grand Total
[44 empty] | 2013-07-09 | 0 | 0 | 0 | 0 | 0 | 0 | 0 | 1.959 | 32.49 | 45.832 | 46.966 | 42.338 | 33.693 | 32.157 | 33.316 | 32.858 | 31.242 | 7.329 | 0 | 0 | 0 | 0 | 0 | 0 | 14.1742 | 1 | 0% | 0% | 0% | 0% | 0% | 0% | 0% | 0% | 0% | 0% | 0% | 0% | 0%
[44 empty] | 2013-07-10 | 0 | 0 | 0 | 0 | 0 | 0 | 0 | 0 | 1.811 | 3.719 | 5.029 | 6.163 | 6.265 | 5.149 | 3.653 | 9.367 | 27.979 | 7.293 | 0 | 0 | 0 | 0 | 0 | 0 | 3.1845 | 2 | 0% | 0% | 0% | 0% | 0% | 0% | 0% | 0% | 0% | 0% | 0% | 0% | 0%
[44 empty] | 2013-07-11 | 0 | 0 | 0 | 0 | 0 | 0 | 0 | 0 | 0.9567 | 2.759 | 2.728 | 3.551 | 4.11 | 3.886 | 2.952 | 1.893 | 1.761 | 1.97 | 0 | 0 | 0 | 0 | 0 | 0 | 1.1069 | 3 | 0% | 0% | 0% | 0% | 0% | 0% | 0% | 0% | 0% | 0% | 0% | 0% | 0%
[44 empty] | 2013-07-12 | 0 | 0 | 0 | 0 | 0 | 0 | 0 | 1.286 | 25.23 | 31.38 | 31.367 | 34.564 | 36.128 | 41.442 | 42.468 | 43.695 | 39.963 | 9.283 | 0 | 0 | 0 | 0 | 0 | 0 | 14.0336 | 4 | 0% | 0% | 0% | 0% | 0% | 0% | 0% | 0% | 0% | 0% | 0% | 0% | 0%
[44 empty] | 2013-07-13 | 0 | 0 | 0 | 0 | 0 | 0 | 0 | 1.524 | 26.425 | 39.166 | 33.296 | 26.392 | 33.81 | 38.774 | 43.09 | 41.946 | 37.043 | 9.067 | 0 | 0 | 0 | 0 | 0 | 0 | 13.7722 | 5 | 0% | 0% | 0% | 0% | 0% | 0% | 0% | 0% | 0% | 0% | 0% | 0% | 0%
[44 empty] | 2013-07-14 | 0 | 0 | 0 | 0 | 0 | 0 | 0 | 0.5034 | 13.233 | 33.177 | 40.323 | 36.6 | 39.587 | 27.272 | 28.762 | 37.059 | 38.195 | 9.65 | 0 | 0 | 0 | 0 | 0 | 0 | 12.6817 | 6 | 0% | 0% | 0% | 0% | 0% | 0% | 0% | 0% | 0% | 0% | 0.1189% | 0.1285% | 0.0215%
[44 empty] | 2013-07-15 | 0 | 0 | 0 | 0 | 0 | 0 | 0 | 2.055 | 32.008 | 46.481 | 47.715 | 47.35 | 38.071 | 31.494 | 22.257 | 18.909 | 15.079 | 6.252 | 0 | 0 | 0 | 0 | 0 | 0 | 12.8196 | 7 | 21.69% | 6.864% | 0.4515% | 0% | 0% | 0% | 0% | 0% | 3.056% | 24.48% | 45.87% | 43.55% | 12.13%
[44 empty] | 2013-07-16 | 0 | 0 | 0 | 0 | 0 | 0 | 0 | 0 | 2.835 | 5.722 | 8.125 | 10.245 | 11.056 | 10.055 | 7.944 | 6.478 | 33.485 | 3.773 | 0 | 0 | 0 | 0 | 0 | 0 | 4.1549 | 8 | 88.14% | 72.6% | 40.13% | 30.84% | 7.421% | 3.458% | 4.321% | 10.32% | 56.49% | 96.53% | 98.19% | 97.26% | 50.39%
[44 empty] | 2013-07-17 | 0 | 0 | 0 | 0 | 0 | 0 | 0 | 0 | 1.068 | 15.407 | 24.053 | 15.647 | 14.264 | 11.871 | 11.406 | 10.158 | 7.404 | 5.225 | 0 | 0 | 0 | 0 | 0 | 0 | 4.8543 | 9 | 98.19% | 98.19% | 80.93% | 92.22% | 49.11% | 53.26% | 53.81% | 41.78% | 94.84% | 98.19% | 98.19% | 98.19% | 79.9%
[44 empty] | 2013-07-18 | 0 | 0 | 0 | 0 | 0 | 0 | 0 | 0.6637 | 27.257 | 34.882 | 30.987 | 19.94 | 24.318 | 24.726 | 30.987 | 33.048 | 34.036 | 9.801 | 0 | 0 | 0 | 0 | 0 | 0 | 11.2769 | 10 | 98.19% | 98.19% | 82.95% | 97.64% | 59.18% | 66% | 83.35% | 47.1% | 97.31% | 98.19% | 98.19% | 98.19% | 85.43%
[44 empty] | 2013-07-19 | 0 | 0 | 0 | 0 | 0 | 0 | 0 | 2.613 | 15.804 | 27.505 | 35 | 34.554 | 34.281 | 32.076 | 38.999 | 39.799 | 37.613 | 10.5 | 0 | 0 | 0 | 0 | 0 | 0 | 12.8643 | 11 | 98.19% | 98.19% | 86.02% | 97.75% | 63.39% | 66.28% | 89.26% | 52.5% | 95.37% | 98.19% | 98.19% | 98.19% | 86.77%
[44 empty] | 2013-07-20 | 0 | 0 | 0 | 0 | 0 | 0 | 0 | 2.559 | 30.856 | 40.894 | 41.147 | 41.848 | 38.601 | 36.767 | 41.919 | 40.815 | 30.289 | 7.08 | 0 | 0 | 0 | 0 | 0 | 0 | 14.699 | 12 | 98.19% | 98.19% | 88.65% | 95.82% | 60.25% | 59.61% | 84.73% | 53.47% | 94.27% | 97.42% | 98.19% | 98.19% | 85.55%
[44 empty] | 2013-07-21 | 0 | 0 | 0 | 0 | 0 | 0 | 0 | 2.442 | 26.096 | 42.905 | 46.09 | 44.716 | 42.71 | 43 | 42.375 | 44.123 | 34.181 | 11.462 | 0 | 0 | 0 | 0 | 0 | 0 | 15.8375 | 13 | 98.19% | 98.19% | 90.46% | 95.54% | 58.58% | 60.02% | 83.78% | 59.37% | 95.93% | 92.32% | 98.19% | 98.19% | 85.76%
[44 empty] | 2013-07-22 | 0 | 0 | 0 | 0 | 0 | 0 | 0 | 2.955 | 34.745 | 45.651 | 46.742 | 45.157 | 43.017 | 44.297 | 46.817 | 47.967 | 43.613 | 12.107 | 0 | 0 | 0 | 0 | 0 | 0 | 17.2112 | 14 | 98.19% | 86.45% | 82.49% | 96.38% | 60.93% | 60.91% | 78.69% | 65.58% | 96.79% | 91.6% | 98.19% | 98.19% | 84.54%
[44 empty] | 2013-07-23 | 0 | 0 | 0 | 0 | 0 | 0 | 0 | 3.037 | 34.379 | 46.195 | 47.277 | 45.447 | 43.655 | 44.662 | 47.386 | 48.509 | 44.198 | 12.743 | 0 | 0 | 0 | 0 | 0 | 0 | 17.3953 | 15 | 98.19% | 89.74% | 80.03% | 97.27% | 63.24% | 65.12% | 81.14% | 65.78% | 96.71% | 91.93% | 98.19% | 98.19% | 85.43%
[44 empty] | 2013-07-24 | 0 | 0 | 0 | 0 | 0 | 0 | 0 | 3.22 | 35.958 | 47.429 | 48.313 | 46.325 | 44.512 | 45.39 | 47.973 | 49.031 | 44.786 | 13.015 | 0 | 0 | 0 | 0 | 0 | 0 | 17.748 | 16 | 98.19% | 95.29% | 82.48% | 98.13% | 62.72% | 67.34% | 87.22% | 57.42% | 96.88% | 91.35% | 98.19% | 98.19% | 86.12%
[44 empty] | 2013-07-25 | 0 | 0 | 0 | 0 | 0 | 0 | 0 | 3.306 | 36.938 | 48.034 | 49.335 | 47.107 | 45.091 | 46.013 | 47.805 | 49.753 | 45.125 | 13.011 | 0 | 0 | 0 | 0 | 0 | 0 | 17.9799 | 17 | 98.19% | 87.87% | 83.94% | 93.25% | 52.68% | 58.92% | 78.44% | 51.76% | 94.54% | 98.19% | 97.36% | 98.19% | 82.87%
[44 empty] | 2013-07-26 | 0 | 0 | 0 | 0 | 0 | 0 | 0 | 3.449 | 37.38 | 49.286 | 49.96 | 47.799 | 45.94 | 47.276 | 49.152 | 49.96 | 46.099 | 13.449 | 0 | 0 | 0 | 0 | 0 | 0 | 18.3229 | 18 | 98.19% | 85.78% | 64.7% | 41.46% | 11.75% | 9.994% | 21.65% | 22.55% | 48.7% | 79.39% | 89.58% | 95.78% | 55.72%
[44 empty] | 2013-07-27 | 0 | 0 | 0 | 0 | 0 | 0 | 0 | 3.696 | 38.339 | 49.96 | 49.96 | 48.452 | 46.622 | 47.726 | 49.96 | 49.96 | 46.581 | 13.953 | 0 | 0 | 0 | 0 | 0 | 0 | 18.5504 | 19 | 56.36% | 37.04% | 9.074% | 0.329% | 0% | 0% | 0% | 0% | 1.915% | 8.238% | 21.59% | 42.88% | 14.68%
[44 empty] | 2013-07-28 | 0 | 0 | 0 | 0 | 0 | 0 | 0 | 3.776 | 38.168 | 49.221 | 49.96 | 47.802 | 46.255 | 46.901 | 48.644 | 49.96 | 45.326 | 14.115 | 0 | 0 | 0 | 0 | 0 | 0 | 18.3387 | 20 | 2.142% | 0.2573% | 0% | 0% | 0% | 0% | 0% | 0% | 0% | 0% | 0% | 0.5187% | 0.2345%
[44 empty] | 2013-07-29 | 0 | 0 | 0 | 0 | 0 | 0 | 0 | 0 | 1.679 | 4.554 | 5.738 | 5.664 | 6.099 | 14.482 | 18.66 | 20.652 | 10.713 | 3.701 | 0 | 0 | 0 | 0 | 0 | 0 | 3.8309 | 21 | 0% | 0% | 0% | 0% | 0% | 0% | 0% | 0% | 0% | 0% | 0% | 0% | 0%
[44 empty] | 2013-07-30 | 0 | 0 | 0 | 0 | 0 | 0 | 0 | 2.5 | 24.833 | 33.367 | 35.731 | 36.115 | 35.346 | 37.376 | 39.014 | 36.492 | 32.673 | 10.484 | 0 | 0 | 0 | 0 | 0 | 0 | 13.4971 | 22 | 0% | 0% | 0% | 0% | 0% | 0% | 0% | 0% | 0% | 0% | 0% | 0% | 0%
[44 empty] | 2013-07-31 | 0 | 0 | 0 | 0 | 0 | 0 | 0 | 0.1233 | 4.433 | 9.296 | 16.52 | 21.408 | 19.208 | 34.584 | 34.59 | 36.968 | 38.443 | 13.372 | 0 | 0 | 0 | 0 | 0 | 0 | 9.5394 | 23 | 0% | 0% | 0% | 0% | 0% | 0% | 0% | 0% | 0% | 0% | 0% | 0% | 0%
[44 empty] | 2013-08-01 | 0 | 0 | 0 | 0 | 0 | 0 | 0 | 3.849 | 33.823 | 48.784 | 49.96 | 47.426 | 46.279 | 47.973 | 49.96 | 49.96 | 46.546 | 15.572 | 0 | 0 | 0 | 0 | 0 | 0 | 18.3388 | 24 | 0% | 0% | 0% | 0% | 0% | 0% | 0% | 0% | 0% | 0% | 0% | 0% | 0%
[44 empty] | 2013-08-02 | 0 | 0 | 0 | 0 | 0 | 0 | 0 | 4.773 | 40.192 | 49.941 | 49.96 | 48.717 | 47.318 | 46.639 | 44.778 | 43.481 | 37.805 | 13.685 | 0 | 0 | 0 | 0 | 0 | 0 | 17.8037 | Grand Total | 47.93% | 43.87% | 36.35% | 39.03% | 22.89% | 23.79% | 31.1% | 21.99% | 40.53% | 44.42% | 47.43% | 48.49% | 37.31%
[44 empty] | 2013-08-03 | 0 | 0 | 0 | 0 | 0 | 0 | 0 | 0 | 0.6731 | 3.638 | 8.017 | 9.704 | 16.789 | 23.541 | 21.556 | 16.927 | 11.978 | 4.516 | 0 | 0 | 0 | 0 | 0 | 0 | 4.8891
[44 empty] | 2013-08-04 | 0 | 0 | 0 | 0 | 0 | 0 | 0 | 0 | 0.949 | 2.026 | 3.099 | 4.232 | 7.694 | 7.525 | 4.734 | 3.65 | 3.32 | 0.8594 | 0 | 0 | 0 | 0 | 0 | 0 | 1.587
[44 empty] | 2013-08-05 | 0 | 0 | 0 | 0 | 0 | 0 | 0 | 3.449 | 25.7 | 36.312 | 41.3 | 44.062 | 47.078 | 48.73 | 48.489 | 49.96 | 41.434 | 6.34 | 0 | 0 | 0 | 0 | 0 | 0 | 16.3689
[44 empty] | 2013-08-06 | 0 | 0 | 0 | 0 | 0 | 0 | 0 | 3.679 | 30.651 | 35.52 | 40.984 | 37.965 | 35.899 | 35.789 | 36.786 | 37.196 | 33.772 | 12.771 | 0 | 0 | 0 | 0 | 0 | 0 | 14.2088
[44 empty] | 2013-08-07 | 0 | 0 | 0 | 0 | 0 | 0 | 0 | 5.347 | 39.465 | 46.28 | 45.309 | 45.154 | 45.648 | 46.185 | 46.941 | 47.219 | 42.919 | 16.783 | 0 | 0 | 0 | 0 | 0 | 0 | 17.8021
[44 empty] | 2013-08-08 | 0 | 0 | 0 | 0 | 0 | 0 | 0 | 3.537 | 25.634 | 29.945 | 30.146 | 29.372 | 28.513 | 29.058 | 29.852 | 29.622 | 27.299 | 9.831 | 0 | 0 | 0 | 0 | 0 | 0 | 11.367
[44 empty] | 2013-08-09 | 0 | 0 | 0 | 0 | 0 | 0 | 0 | 6.056 | 42.212 | 48.23 | 49.16 | 45.169 | 44.133 | 45.52 | 48.419 | 49.1 | 43.35 | 13.21 | 0 | 0 | 0 | 0 | 0 | 0 | 18.1066
[44 empty] | 2013-08-10 | 0 | 0 | 0 | 0 | 0 | 0 | 0 | 6.693 | 42.709 | 48.833 | 49.96 | 46.749 | 45.451 | 47.531 | 49.96 | 49.96 | 47.171 | 16.447 | 0 | 0 | 0 | 0 | 0 | 0 | 18.811
[44 empty] | 2013-08-11 | 0 | 0 | 0 | 0 | 0 | 0 | 0 | 0 | 2.051 | 3.443 | 3.933 | 6.96 | 15.325 | 26.031 | 29.225 | 13.294 | 3.552 | 0.4728 | 0 | 0 | 0 | 0 | 0 | 0 | 4.3453
[44 empty] | 2013-08-12 | 0 | 0 | 0 | 0 | 0 | 0 | 0 | 5.781 | 35.109 | 39.673 | 39.391 | 38.817 | 40.333 | 43.654 | 47.539 | 49.599 | 46.143 | 17.767 | 0 | 0 | 0 | 0 | 0 | 0 | 16.8253
[44 empty] | 2013-08-13 | 0 | 0 | 0 | 0 | 0 | 0 | 0 | 8.451 | 46.566 | 49.96 | 49.96 | 48.061 | 47.645 | 42.082 | 43.082 | 49.756 | 44.552 | 19.516 | 0 | 0 | 0 | 0 | 0 | 0 | 18.7346
[44 empty] | 2013-08-14 | 0 | 0 | 0 | 0 | 0 | 0 | 0 | 8.46 | 45.11 | 49.96 | 48.724 | 45.559 | 46.475 | 47.84 | 47.972 | 47.985 | 43.526 | 18.873 | 0 | 0 | 0 | 0 | 0 | 0 | 18.7702
[44 empty] | 2013-08-15 | 0 | 0 | 0 | 0 | 0 | 0 | 0 | 6.097 | 32.799 | 38.079 | 43.697 | 46.744 | 47.293 | 49.65 | 49.96 | 49.96 | 46.239 | 17.53 | 0 | 0 | 0 | 0 | 0 | 0 | 17.8353
[44 empty] | 2013-08-16 | 0 | 0 | 0 | 0 | 0 | 0 | 0 | 9.601 | 44.987 | 49.96 | 49.96 | 49.96 | 49.522 | 49.617 | 49.96 | 49.96 | 47.42 | 20.361 | 0 | 0 | 0 | 0 | 0 | 0 | 19.6378
[44 empty] | 2013-08-17 | 0 | 0 | 0 | 0 | 0 | 0 | 0 | 9.3 | 43.741 | 49.96 | 49.852 | 47.584 | 41.83 | 39.93 | 41.879 | 44.737 | 37.595 | 12.648 | 0 | 0 | 0 | 0 | 0 | 0 | 17.4607
[44 empty] | 2013-08-18 | 0 | 0 | 0 | 0 | 0 | 0 | 0 | 7.346 | 34.968 | 40.43 | 49.96 | 49.96 | 49.96 | 49.96 | 49.96 | 49.96 | 48.65 | 20.475 | 0 | 0 | 0 | 0 | 0 | 0 | 18.8179
[44 empty] | 2013-08-19 | 0 | 0 | 0 | 0 | 0 | 0 | 0 | 10.509 | 46.073 | 49.96 | 49.96 | 49.96 | 49.431 | 49.96 | 49.96 | 49.96 | 49.577 | 21.891 | 0 | 0 | 0 | 0 | 0 | 0 | 19.885
[44 empty] | 2013-08-20 | 0 | 0 | 0 | 0 | 0 | 0 | 0 | 11.163 | 47.666 | 49.96 | 49.96 | 49.96 | 49.96 | 49.96 | 49.96 | 49.96 | 49.96 | 22.342 | 0 | 0 | 0 | 0 | 0 | 0 | 20.0355
[44 empty] | 2013-08-21 | 0 | 0 | 0 | 0 | 0 | 0 | 0 | 10.59 | 47.33 | 36.064 | 31.989 | 41.696 | 33.342 | 49.96 | 49.96 | 49.96 | 48.038 | 21.195 | 0 | 0 | 0 | 0 | 0 | 0 | 17.5052
[44 empty] | 2013-08-22 | 0 | 0 | 0 | 0 | 0 | 0 | 0 | 11.748 | 46.543 | 49.96 | 48.886 | 40.803 | 38.642 | 40.631 | 42.257 | 43.436 | 43.42 | 20.678 | 0 | 0 | 0 | 0 | 0 | 0 | 17.7918
[44 empty] | 2013-08-23 | 0 | 0 | 0 | 0 | 0 | 0 | 0 | 11.222 | 40.405 | 44.848 | 38.587 | 35.57 | 37.724 | 38.612 | 40.737 | 39.214 | 34.526 | 16.509 | 0 | 0 | 0 | 0 | 0 | 0 | 15.7481
[44 empty] | 2013-08-24 | 0 | 0 | 0 | 0 | 0 | 0 | 0 | 10.278 | 37.976 | 41.162 | 45.125 | 44.023 | 46.481 | 48.953 | 49.96 | 46.157 | 40.714 | 16.946 | 0 | 0 | 0 | 0 | 0 | 0 | 17.824
[44 empty] | 2013-08-25 | 0 | 0 | 0 | 0 | 0 | 0 | 0 | 13.652 | 47.067 | 49.96 | 49.852 | 47.671 | 47.851 | 49.96 | 49.96 | 49.96 | 49.829 | 24.088 | 0 | 0 | 0 | 0 | 0 | 0 | 19.9937
[44 empty] | 2013-08-26 | 0 | 0 | 0 | 0 | 0 | 0 | 0 | 13.956 | 45.65 | 49.96 | 49.96 | 49.96 | 49.96 | 49.96 | 49.96 | 49.96 | 49.368 | 24.28 | 0 | 0 | 0 | 0 | 0 | 0 | 20.1239
[44 empty] | 2013-08-27 | 0 | 0 | 0 | 0 | 0 | 0 | 0 | 15.665 | 47.612 | 49.96 | 49.96 | 49.96 | 49.96 | 49.96 | 49.96 | 49.96 | 49.501 | 24.413 | 0 | 0 | 0 | 0 | 0 | 0 | 20.288
[44 empty] | 2013-08-28 | 0 | 0 | 0 | 0 | 0 | 0 | 0 | 16.125 | 46.591 | 49.868 | 49.96 | 49.536 | 49.02 | 49.96 | 49.96 | 49.96 | 49.69 | 24.725 | 0 | 0 | 0 | 0 | 0 | 0 | 20.2248
[44 empty] | 2013-08-29 | 0 | 0 | 0 | 0 | 0 | 0 | 0 | 16.513 | 46.735 | 49.96 | 49.96 | 49.96 | 49.96 | 49.96 | 49.96 | 49.96 | 49.96 | 25.034 | 0 | 0 | 0 | 0 | 0 | 0 | 20.3317
[44 empty] | 2013-08-30 | 0 | 0 | 0 | 0 | 0 | 0 | 0 | 17.557 | 48.632 | 49.96 | 49.96 | 49.96 | 49.96 | 49.96 | 49.96 | 49.96 | 47.371 | 24.381 | 0 | 0 | 0 | 0 | 0 | 0 | 20.3192
[44 empty] | 2013-08-31 | 0 | 0 | 0 | 0 | 0 | 0 | 0 | 14.367 | 43.849 | 38.703 | 29.583 | 22.226 | 22.362 | 20.008 | 18.389 | 26.418 | 32.932 | 7.143 | 0 | 0 | 0 | 0 | 0 | 0 | 11.4992
[44 empty] | 2013-09-01 | 0 | 0 | 0 | 0 | 0 | 0 | 0 | 14.636 | 41.421 | 47.704 | 42.783 | 39.977 | 44.201 | 46.389 | 46.202 | 46.625 | 44.177 | 0.3789 | 0 | 0 | 0 | 0 | 0 | 0 | 17.2706
[44 empty] | 2013-09-02 | 0 | 0 | 0 | 0 | 0 | 0 | 0 | 0.1976 | 1.327 | 2.679 | 3.887 | 4.973 | 6.996 | 8.305 | 10.731 | 13.718 | 12.572 | 14.372 | 0 | 0 | 0 | 0 | 0 | 0 | 3.3232
[44 empty] | 2013-09-03 | 0 | 0 | 0 | 0 | 0 | 0 | 0 | 7.85 | 3.694 | 5.478 | 5.089 | 5.019 | 12.404 | 14.77 | 18.566 | 21.689 | 17.624 | 17.096 | 0 | 0 | 0 | 0 | 0 | 0 | 5.3866
[44 empty] | 2013-09-04 | 0 | 0 | 0 | 0 | 0 | 0 | 0 | 0.9501 | 2.861 | 5.612 | 5.927 | 5.002 | 10.189 | 10.812 | 7.813 | 4.829 | 9.068 | 2.824 | 0 | 0 | 0 | 0 | 0 | 0 | 2.7453
[44 empty] | 2013-09-05 | 0 | 0 | 0 | 0 | 0 | 0 | 0 | 21.131 | 49.96 | 49.96 | 49.96 | 49.375 | 49.563 | 49.96 | 49.96 | 49.96 | 45.522 | 22.171 | 0.1768 | 0 | 0 | 0 | 0 | 0 | 20.3208
[44 empty] | 2013-09-06 | 0 | 0 | 0 | 0 | 0 | 0 | 0 | 18.169 | 44.109 | 47.54 | 42.25 | 37.649 | 39.499 | 44.558 | 45.85 | 45.565 | 39.795 | 22.496 | 0.1981 | 0 | 0 | 0 | 0 | 0 | 17.8199
[44 empty] | 2013-09-07 | 0 | 0 | 0 | 0 | 0 | 0 | 0 | 13.795 | 41.627 | 45.62 | 42.747 | 41.004 | 45.804 | 48.026 | 46.018 | 46.462 | 45.22 | 24.5 | 0.2763 | 0 | 0 | 0 | 0 | 0 | 18.3791
[44 empty] | 2013-09-08 | 0 | 0 | 0 | 0 | 0 | 0 | 0 | 22.786 | 49.96 | 49.96 | 49.96 | 49.96 | 49.96 | 49.96 | 49.96 | 49.96 | 46.463 | 23.353 | 0.2541 | 0 | 0 | 0 | 0 | 0 | 20.5223
[44 empty] | 2013-09-09 | 0 | 0 | 0 | 0 | 0 | 0 | 0 | 24.369 | 49.96 | 49.96 | 49.96 | 49.96 | 49.96 | 49.96 | 49.96 | 49.96 | 40.622 | 20.079 | 0.1747 | 0 | 0 | 0 | 0 | 0 | 20.2052
[44 empty] | 2013-09-10 | 0 | 0 | 0 | 0 | 0 | 0 | 0 | 24.555 | 43.764 | 42.639 | 37.69 | 33.452 | 33.16 | 49.96 | 49.96 | 47.954 | 42.599 | 20.581 | 0.1902 | 0 | 0 | 0 | 0 | 0 | 17.771
[44 empty] | 2013-09-11 | 0 | 0 | 0 | 0 | 0 | 0 | 0 | 25.876 | 49.96 | 49.96 | 49.96 | 49.96 | 49.96 | 49.96 | 49.96 | 49.96 | 49.96 | 28.947 | 0.6977 | 0 | 0 | 0 | 0 | 0 | 21.0484
[44 empty] | 2013-09-12 | 0 | 0 | 0 | 0 | 0 | 0 | 0.0639 | 26.442 | 49.96 | 49.96 | 49.96 | 49.96 | 49.96 | 49.96 | 49.96 | 49.96 | 49.96 | 30.644 | 0.6772 | 0 | 0 | 0 | 0 | 0 | 21.1445
[44 empty] | 2013-09-13 | 0 | 0 | 0 | 0 | 0 | 0 | 0.3246 | 28.186 | 49.96 | 49.96 | 49.96 | 49.96 | 49.96 | 49.96 | 49.96 | 49.96 | 49.96 | 30.094 | 0.7566 | 0 | 0 | 0 | 0 | 0 | 21.2084
[44 empty] | 2013-09-14 | 0 | 0 | 0 | 0 | 0 | 0 | 0.4386 | 28.939 | 49.96 | 49.96 | 49.96 | 49.96 | 49.96 | 49.96 | 49.96 | 49.96 | 49.96 | 29.956 | 0.6996 | 0 | 0 | 0 | 0 | 0 | 21.2364
[44 empty] | 2013-09-15 | 0 | 0 | 0 | 0 | 0 | 0 | 0.7077 | 29.494 | 49.96 | 49.96 | 49.96 | 49.96 | 49.96 | 49.96 | 49.96 | 49.96 | 49.96 | 30.988 | 1.012 | 0 | 0 | 0 | 0 | 0 | 21.3267
[44 empty] | 2013-09-16 | 0 | 0 | 0 | 0 | 0 | 0 | 0.8968 | 30.923 | 49.96 | 49.96 | 49.96 | 49.96 | 49.96 | 49.96 | 49.96 | 49.96 | 49.96 | 32.103 | 1.044 | 0 | 0 | 0 | 0 | 0 | 21.4419
[44 empty] | 2013-09-17 | 0 | 0 | 0 | 0 | 0 | 0 | 0.586 | 23.146 | 43.455 | 49.393 | 49.96 | 49.96 | 49.96 | 49.96 | 49.96 | 49.96 | 44.504 | 25.559 | 0.6611 | 0 | 0 | 0 | 0 | 0 | 20.2943
[44 empty] | 2013-09-18 | 0 | 0 | 0 | 0 | 0 | 0 | 0.5837 | 20.52 | 35.739 | 39.798 | 39.978 | 44.446 | 41.655 | 46.507 | 48.994 | 47.618 | 42.09 | 24.209 | 0.6934 | 0 | 0 | 0 | 0 | 0 | 18.0346
[44 empty] | 2013-09-19 | 0 | 0 | 0 | 0 | 0 | 0 | 1.482 | 29.721 | 49.96 | 48.18 | 48.302 | 43.771 | 36.082 | 35.154 | 42.01 | 43.805 | 47.475 | 33.776 | 1.279 | 0 | 0 | 0 | 0 | 0 | 19.2082
[44 empty] | 2013-09-20 | 0 | 0 | 0 | 0 | 0 | 0 | 0.5226 | 33.269 | 49.96 | 49.96 | 49.96 | 49.96 | 49.96 | 44.927 | 17.486 | 18.478 | 22.249 | 28.582 | 1.087 | 0 | 0 | 0 | 0 | 0 | 17.35
[44 empty] | 2013-09-21 | 0 | 0 | 0 | 0 | 0 | 0 | 1.896 | 35.488 | 49.96 | 49.96 | 49.96 | 49.96 | 49.96 | 49.96 | 49.96 | 49.96 | 39.911 | 19.716 | 0.5336 | 0 | 0 | 0 | 0 | 0 | 20.7177
[44 empty] | 2013-09-22 | 0 | 0 | 0 | 0 | 0 | 0 | 2.26 | 33.723 | 49.96 | 49.96 | 49.96 | 49.96 | 49.96 | 49.96 | 49.96 | 49.96 | 49.96 | 32.752 | 1.459 | 0 | 0 | 0 | 0 | 0 | 21.6597
[44 empty] | 2013-09-23 | 0 | 0 | 0 | 0 | 0 | 0 | 2.775 | 38.026 | 49.96 | 49.96 | 49.96 | 49.96 | 49.96 | 49.96 | 49.96 | 49.96 | 48.944 | 28.514 | 1.252 | 0 | 0 | 0 | 0 | 0 | 21.633
[44 empty] | 2013-09-24 | 0 | 0 | 0 | 0 | 0 | 0 | 2.786 | 33.538 | 49.779 | 49.96 | 49.96 | 49.96 | 48.713 | 48.076 | 49.57 | 49.96 | 45.999 | 28.614 | 1.344 | 0 | 0 | 0 | 0 | 0 | 21.1775
[44 empty] | 2013-09-25 | 0 | 0 | 0 | 0 | 0 | 0 | 3.21 | 39.337 | 49.96 | 49.96 | 49.96 | 49.96 | 49.96 | 49.96 | 49.96 | 49.96 | 49.96 | 34.892 | 1.781 | 0 | 0 | 0 | 0 | 0 | 22.0358
[44 empty] | 2013-09-26 | 0 | 0 | 0 | 0 | 0 | 0 | 3.521 | 40.451 | 49.96 | 49.96 | 49.96 | 49.96 | 49.96 | 49.96 | 49.96 | 49.96 | 49.96 | 35.468 | 1.761 | 0 | 0 | 0 | 0 | 0 | 22.1184
[44 empty] | 2013-09-27 | 0 | 0 | 0 | 0 | 0 | 0 | 3.99 | 42.285 | 0 | 0 | 0 | 49.96 | 49.96 | 49.96 | 0 | 0 | 49.96 | 36.08 | 1.958 | 0 | 0 | 0 | 0 | 0 | 11.8397
[44 empty] | 2013-09-28 | 0 | 0 | 0 | 0 | 0 | 0 | 4.251 | 42.151 | 49.96 | 49.96 | 49.96 | 49.96 | 49.96 | 49.96 | 49.96 | 49.96 | 49.96 | 35.642 | 2.025 | 0 | 0 | 0 | 0 | 0 | 22.2379
[44 empty] | 2013-09-29 | 0 | 0 | 0 | 0 | 0 | 0 | 4.806 | 43.078 | 49.96 | 49.96 | 49.96 | 49.96 | 49.96 | 49.96 | 49.96 | 49.96 | 49.96 | 36.424 | 2.147 | 0 | 0 | 0 | 0 | 0 | 22.3373
[44 empty] | 2013-09-30 | 0 | 0 | 0 | 0 | 0 | 0 | 5.121 | 44.194 | 49.96 | 49.96 | 49.96 | 49.96 | 49.96 | 49.96 | 0 | 0 | 49.96 | 36.943 | 2.2 | 0 | 0 | 0 | 0 | 0 | 18.2574
[44 empty] | 2013-10-01 | 0 | 0 | 0 | 0 | 0 | 0 | 5.462 | 43.94 | 49.96 | 49.96 | 49.96 | 49.96 | 49.96 | 49.96 | 49.96 | 49.96 | 49.96 | 36.352 | 2.388 | 0 | 0 | 0 | 0 | 0 | 22.4076
[44 empty] | 2013-10-02 | 0 | 0 | 0 | 0 | 0 | 0 | 5.844 | 44.67 | 49.96 | 49.96 | 49.96 | 49.96 | 49.96 | 49.96 | 49.96 | 49.96 | 49.96 | 36.663 | 2.435 | 0 | 0 | 0 | 0 | 0 | 22.4688
[44 empty] | 2013-10-03 | 0 | 0 | 0 | 0 | 0 | 0 | 0.5416 | 14.924 | 25.696 | 29.517 | 20.894 | 43.691 | 31.696 | 26.616 | 30.243 | 38.985 | 20.254 | 15.395 | 1.016 | 0 | 0 | 0 | 0 | 0 | 12.4779
[44 empty] | 2013-10-04 | 0 | 0 | 0 | 0 | 0 | 0 | 6.533 | 47.151 | 49.96 | 49.96 | 49.96 | 49.96 | 49.96 | 49.96 | 49.96 | 49.96 | 49.96 | 35.488 | 2.065 | 0 | 0 | 0 | 0 | 0 | 22.5365
[44 empty] | 2013-10-05 | 0 | 0 | 0 | 0 | 0 | 0 | 6.241 | 45.37 | 49.96 | 49.96 | 49.96 | 49.96 | 49.96 | 49.96 | 49.371 | 49.96 | 49.96 | 34.827 | 2.175 | 0 | 0 | 0 | 0 | 0 | 22.4027
[44 empty] | 2013-10-06 | 0 | 0 | 0 | 0 | 0 | 0 | 7.057 | 46.863 | 49.96 | 49.96 | 49.96 | 48.38 | 38.01 | 36.554 | 37.226 | 36.035 | 49.96 | 35.953 | 2.192 | 0 | 0 | 0 | 0 | 0 | 20.3379
[44 empty] | 2013-10-07 | 0 | 0 | 0 | 0 | 0 | 0 | 6.667 | 42.524 | 49.96 | 49.96 | 49.96 | 49.96 | 49.96 | 49.96 | 49.96 | 49.96 | 49.96 | 34.068 | 2.084 | 0 | 0 | 0 | 0 | 0 | 22.291
[44 empty] | 2013-10-08 | 0 | 0 | 0 | 0 | 0 | 0 | 6.647 | 42.974 | 46.977 | 36.852 | 42.544 | 44.598 | 35.421 | 39.428 | 44.199 | 43.374 | 49.96 | 32.529 | 0.949 | 0 | 0 | 0 | 0 | 0 | 19.4355
[44 empty] | 2013-10-09 | 0 | 0 | 0 | 0 | 0 | 0 | 8.126 | 46.208 | 49.96 | 49.96 | 49.96 | 40.951 | 46.036 | 49.96 | 49.96 | 49.96 | 49.96 | 34.748 | 2.675 | 0 | 0 | 0 | 0 | 0 | 22.0193
[44 empty] | 2013-10-10 | 0 | 0 | 0 | 0 | 0 | 0 | 8.061 | 45.241 | 49.96 | 49.96 | 49.96 | 49.96 | 49.96 | 49.96 | 49.96 | 49.96 | 49.96 | 36.864 | 2.941 | 0 | 0 | 0 | 0 | 0 | 22.6145
[44 empty] | 2013-10-11 | 0 | 0 | 0 | 0 | 0 | 0 | 7.775 | 46.182 | 49.96 | 49.96 | 49.96 | 49.96 | 49.96 | 49.96 | 48.679 | 42.838 | 47.42 | 26.672 | 2.289 | 0 | 0 | 0 | 0 | 0 | 21.734
[44 empty] | 2013-10-12 | 0 | 0 | 0 | 0 | 0 | 0 | 9.494 | 48.413 | 49.96 | 49.96 | 49.96 | 49.96 | 49.96 | 49.96 | 49.96 | 49.96 | 44.819 | 25.758 | 2.743 | 0 | 0 | 0 | 0 | 0 | 22.1211
[44 empty] | 2013-10-13 | 0 | 0 | 0 | 0 | 0 | 0 | 11.378 | 49.96 | 49.96 | 49.96 | 49.96 | 49.96 | 49.96 | 49.96 | 49.96 | 49.96 | 49.96 | 40.077 | 3.699 | 0 | 0 | 0 | 0 | 0 | 23.1147
[44 empty] | 2013-10-14 | 0 | 0 | 0 | 0 | 0 | 0 | 11.277 | 49.96 | 49.96 | 49.96 | 49.96 | 49.96 | 49.96 | 49.96 | 49.96 | 49.96 | 49.96 | 39.379 | 3.615 | 0 | 0 | 0 | 0 | 0 | 23.078
[44 empty] | 2013-10-15 | 0 | 0 | 0 | 0 | 0 | 0 | 12.007 | 49.96 | 49.96 | 49.96 | 49.96 | 49.96 | 49.96 | 49.96 | 49.96 | 49.96 | 49.96 | 38.778 | 3.883 | 0 | 0 | 0 | 0 | 0 | 23.0945
[44 empty] | 2013-10-16 | 0 | 0 | 0 | 0 | 0 | 0 | 0.8713 | 37.284 | 44.652 | 32.803 | 18.661 | 37.976 | 49.96 | 43.172 | 49.96 | 43.46 | 49.96 | 38.875 | 3.742 | 0 | 0 | 0 | 0 | 0 | 18.8073
[44 empty] | 2013-10-17 | 0 | 0 | 0 | 0 | 0 | 0 | 12.308 | 49.139 | 49.96 | 49.96 | 49.96 | 49.96 | 49.96 | 49.96 | 49.96 | 49.96 | 49.96 | 40.421 | 4.003 | 0 | 0 | 0 | 0 | 0 | 23.1463
[44 empty] | 2013-10-18 | 0 | 0 | 0 | 0 | 0 | 0 | 12.908 | 49.897 | 49.96 | 49.96 | 49.96 | 49.96 | 49.96 | 49.96 | 49.96 | 49.96 | 49.96 | 41.735 | 4.702 | 0 | 0 | 0 | 0 | 0 | 23.2867
[44 empty] | 2013-10-19 | 0 | 0 | 0 | 0 | 0 | 0 | 13.312 | 49.96 | 49.96 | 49.96 | 49.96 | 48.66 | 37.993 | 49.96 | 49.96 | 26.697 | 40.302 | 37.915 | 4.173 | 0 | 0 | 0 | 0 | 0 | 21.2005
[44 empty] | 2013-10-20 | 0 | 0 | 0 | 0 | 0 | 0 | 13.668 | 49.666 | 49.96 | 49.96 | 49.96 | 49.96 | 49.96 | 49.96 | 49.96 | 49.96 | 49.96 | 40.729 | 4.629 | 0 | 0 | 0 | 0 | 0 | 23.2638
[44 empty] | 2013-10-21 | 0 | 0 | 0 | 0 | 0 | 0 | 12.875 | 46.961 | 49.96 | 49.96 | 49.96 | 49.96 | 49.96 | 49.96 | 49.96 | 49.96 | 42.161 | 2.149 | 0 | 0 | 0 | 0 | 0 | 0 | 20.9927
[44 empty] | 2013-10-22 | 0 | 0 | 0 | 0 | 0 | 0 | 11.013 | 45.128 | 49.96 | 49.96 | 42.773 | 30.028 | 25.264 | 25.956 | 17.643 | 23.763 | 22.409 | 24.91 | 4.216 | 0 | 0 | 0 | 0 | 0 | 15.5426
[44 empty] | 2013-10-23 | 0 | 0 | 0 | 0 | 0 | 0 | 0.0682 | 3.87 | 16.889 | 6.884 | 5.404 | 6.306 | 21.649 | 48.976 | 49.96 | 48.74 | 37.831 | 17.377 | 2.318 | 0 | 0 | 0 | 0 | 0 | 11.0947
[44 empty] | 2013-10-24 | 0 | 0 | 0 | 0 | 0 | 0 | 14.174 | 49.028 | 49.96 | 49.96 | 49.96 | 49.96 | 49.96 | 49.96 | 49.96 | 49.96 | 49.96 | 40.102 | 5.019 | 0 | 0 | 0 | 0 | 0 | 23.2485
[44 empty] | 2013-10-25 | 0 | 0 | 0 | 0 | 0 | 0 | 16.663 | 49.96 | 49.96 | 49.96 | 49.96 | 49.96 | 49.96 | 49.96 | 49.96 | 49.96 | 49.96 | 43.086 | 5.92 | 0 | 0 | 0 | 0 | 0 | 23.5529
[44 empty] | 2013-10-26 | 0 | 0 | 0 | 0 | 0 | 0 | 17.293 | 49.96 | 49.96 | 49.96 | 49.96 | 49.96 | 49.96 | 49.96 | 49.96 | 49.96 | 49.96 | 41.753 | 6.018 | 0 | 0 | 0 | 0 | 0 | 23.5277
[44 empty] | 2013-10-27 | 0 | 0 | 0 | 0 | 0 | 0 | 17.725 | 49.96 | 49.96 | 49.96 | 49.96 | 49.96 | 49.96 | 49.96 | 49.96 | 49.96 | 49.96 | 44.811 | 6.246 | 0 | 0 | 0 | 0 | 0 | 23.6826
[44 empty] | 2013-10-28 | 0 | 0 | 0 | 0 | 0 | 0 | 18.317 | 49.96 | 49.96 | 49.96 | 49.96 | 49.96 | 49.96 | 49.96 | 49.96 | 49.96 | 49.96 | 44.139 | 6.384 | 0 | 0 | 0 | 0 | 0 | 23.685
[44 empty] | 2013-10-29 | 0 | 0 | 0 | 0 | 0 | 0 | 18.751 | 49.96 | 49.96 | 49.96 | 49.96 | 49.96 | 49.96 | 49.96 | 49.96 | 49.96 | 49.96 | 44.266 | 7.05 | 0 | 0 | 0 | 0 | 0 | 23.7361
[44 empty] | 2013-10-30 | 0 | 0 | 0 | 0 | 0 | 0 | 19.434 | 49.96 | 49.96 | 49.96 | 49.96 | 49.96 | 49.96 | 49.96 | 49.96 | 49.96 | 49.96 | 44.308 | 7.075 | 0 | 0 | 0 | 0 | 0 | 23.7674
[44 empty] | 2013-10-31 | 0 | 0 | 0 | 0 | 0 | 0 | 19.769 | 49.96 | 49.96 | 49.96 | 49.96 | 49.96 | 49.96 | 49.96 | 49.96 | 49.96 | 49.96 | 43.777 | 7.064 | 0 | 0 | 0 | 0 | 0 | 23.7587
[44 empty] | 2013-11-01 | 0 | 0 | 0 | 0 | 0 | 0 | 21.011 | 49.96 | 49.96 | 49.96 | 49.96 | 49.96 | 49.96 | 49.96 | 49.96 | 49.96 | 49.96 | 42.806 | 6.813 | 0 | 0 | 0 | 0 | 0 | 23.7596
[44 empty] | 2013-11-02 | 0 | 0 | 0 | 0 | 0 | 0 | 20.749 | 49.96 | 49.96 | 49.96 | 49.96 | 49.96 | 49.96 | 49.96 | 49.96 | 49.96 | 49.96 | 45.681 | 7.744 | 0 | 0 | 0 | 0 | 0 | 23.9073
[44 empty] | 2013-11-03 | 0 | 0 | 0 | 0 | 0 | 0 | 21.469 | 49.96 | 49.96 | 49.96 | 49.96 | 49.96 | 49.96 | 49.96 | 49.96 | 49.96 | 48.266 | 43.09 | 8.578 | 0 | 0 | 0 | 0 | 0 | 23.7935
[44 empty] | 2013-11-04 | 0 | 0 | 0 | 0 | 0 | 0 | 21.824 | 49.96 | 49.96 | 49.96 | 49.96 | 49.96 | 49.96 | 49.96 | 49.96 | 49.96 | 49.96 | 44.448 | 8.983 | 0 | 0 | 0 | 0 | 0 | 23.9523
[44 empty] | 2013-11-05 | 0 | 0 | 0 | 0 | 0 | 0 | 22.852 | 49.96 | 49.96 | 49.96 | 49.96 | 49.96 | 49.96 | 49.96 | 49.96 | 49.96 | 49.96 | 48.952 | 9.476 | 0 | 0 | 0 | 0 | 0 | 24.2033
[44 empty] | 2013-11-06 | 0 | 0 | 0 | 0 | 0 | 0 | 23.078 | 49.96 | 49.96 | 49.96 | 49.96 | 49.96 | 49.96 | 49.96 | 49.96 | 49.96 | 49.96 | 49.13 | 9.679 | 0 | 0 | 0 | 0 | 0 | 24.2286
[44 empty] | 2013-11-07 | 0 | 0 | 0 | 0 | 0 | 0 | 23.311 | 49.96 | 49.96 | 49.96 | 49.96 | 49.96 | 49.96 | 49.96 | 49.96 | 49.96 | 49.96 | 47.419 | 9.851 | 0 | 0 | 0 | 0 | 0 | 24.1742
[44 empty] | 2013-11-08 | 0 | 0 | 0 | 0 | 0 | 0 | 22.401 | 49.96 | 49.96 | 49.96 | 49.96 | 49.96 | 49.96 | 49.96 | 49.96 | 49.96 | 49.96 | 49.498 | 10.26 | 0 | 0 | 0 | 0 | 0 | 24.24
[44 empty] | 2013-11-09 | 0 | 0 | 0 | 0 | 0 | 0 | 23.842 | 49.96 | 49.96 | 49.96 | 49.96 | 49.96 | 49.96 | 49.96 | 49.96 | 49.96 | 49.96 | 48.152 | 10.099 | 0 | 0 | 0 | 0 | 0 | 24.2372
[44 empty] | 2013-11-10 | 0 | 0 | 0 | 0 | 0 | 0 | 23.911 | 49.96 | 49.96 | 49.96 | 49.96 | 49.96 | 49.96 | 49.96 | 49.96 | 49.96 | 49.96 | 47.921 | 10.296 | 0 | 0 | 0 | 0 | 0 | 24.2387
[44 empty] | 2013-11-11 | 0 | 0 | 0 | 0 | 0 | 0 | 23.484 | 49.96 | 49.96 | 49.96 | 49.96 | 49.96 | 49.96 | 49.96 | 49.96 | 49.96 | 49.96 | 48.193 | 10.892 | 0 | 0 | 0 | 0 | 0 | 24.257
[44 empty] | 2013-11-12 | 0 | 0 | 0 | 0 | 0 | 0 | 23.264 | 49.96 | 49.96 | 49.96 | 49.96 | 49.96 | 49.96 | 49.96 | 49.96 | 49.96 | 49.96 | 48.762 | 11.123 | 0 | 0 | 0 | 0 | 0 | 24.2812
[44 empty] | 2013-11-13 | 0 | 0 | 0 | 0 | 0 | 0 | 19.293 | 47.97 | 49.96 | 49.96 | 49.96 | 49.96 | 49.96 | 49.96 | 49.96 | 49.96 | 49.96 | 41.919 | 8.778 | 0 | 0 | 0 | 0 | 0 | 23.65
[44 empty] | 2013-11-14 | 0 | 0 | 0 | 0 | 0 | 0 | 19.871 | 46.537 | 49.96 | 49.96 | 49.96 | 49.96 | 49.96 | 49.96 | 49.96 | 49.96 | 49.96 | 41.943 | 9.101 | 0 | 0 | 0 | 0 | 0 | 23.6288
[44 empty] | 2013-11-15 | 0 | 0 | 0 | 0 | 0 | 0 | 18.788 | 46.447 | 49.96 | 49.96 | 49.96 | 49.96 | 49.96 | 49.96 | 49.96 | 49.96 | 49.96 | 41.729 | 9.26 | 0 | 0 | 0 | 0 | 0 | 23.5777
[44 empty] | 2013-11-16 | 0 | 0 | 0 | 0 | 0 | 0 | 19.35 | 45.839 | 49.96 | 46.651 | 48.472 | 46.034 | 49.96 | 34.975 | 11.82 | 5.957 | 5.678 | 2.402 | 2.89 | 0 | 0 | 0 | 0 | 0 | 15.4162
[44 empty] | 2013-11-17 | 0 | 0 | 0 | 0 | 0 | 0 | 22.021 | 49.96 | 49.96 | 49.96 | 49.96 | 49.96 | 49.96 | 49.96 | 49.96 | 49.96 | 49.96 | 43.624 | 11.863 | 0 | 0 | 0 | 0 | 0 | 24.0462
[44 empty] | 2013-11-18 | 0 | 0 | 0 | 0 | 0 | 0 | 23.945 | 49.96 | 49.96 | 49.96 | 49.96 | 49.96 | 49.96 | 49.96 | 49.96 | 49.96 | 49.96 | 47.426 | 12.208 | 0 | 0 | 0 | 0 | 0 | 24.2991
[44 empty] | 2013-11-19 | 0 | 0 | 0 | 0 | 0 | 0.06834 | 23.883 | 49.96 | 49.96 | 49.96 | 49.96 | 49.96 | 49.96 | 49.96 | 49.96 | 49.96 | 49.96 | 46.463 | 12.344 | 0 | 0 | 0 | 0 | 0 | 24.2649
[44 empty] | 2013-11-20 | 0 | 0 | 0 | 0 | 0 | 0.07343 | 24.118 | 49.96 | 49.96 | 49.96 | 49.96 | 49.96 | 49.96 | 49.96 | 49.96 | 49.96 | 49.96 | 46.177 | 12.792 | 0 | 0 | 0 | 0 | 0 | 24.2817
[44 empty] | 2013-11-21 | 0 | 0 | 0 | 0 | 0 | 0.1997 | 25.299 | 49.96 | 49.96 | 49.96 | 49.96 | 49.96 | 49.96 | 49.96 | 49.96 | 49.96 | 49.96 | 48.742 | 14.282 | 0 | 0 | 0 | 0 | 0 | 24.5051
[44 empty] | 2013-11-22 | 0 | 0 | 0 | 0 | 0 | 0.2086 | 25.975 | 49.96 | 49.96 | 49.96 | 49.96 | 49.96 | 49.96 | 49.96 | 49.96 | 49.96 | 49.96 | 49.96 | 12.844 | 0 | 0 | 0 | 0 | 0 | 24.5245
[44 empty] | 2013-11-23 | 0 | 0 | 0 | 0 | 0 | 0.2189 | 26.157 | 49.96 | 49.96 | 49.96 | 49.96 | 49.96 | 49.96 | 49.96 | 49.96 | 49.96 | 49.96 | 49.96 | 13.45 | 0 | 0 | 0 | 0 | 0 | 24.5577
[44 empty] | 2013-11-24 | 0 | 0 | 0 | 0 | 0 | 0.2419 | 25.95 | 49.96 | 49.96 | 49.96 | 49.96 | 49.96 | 49.96 | 49.96 | 49.96 | 49.96 | 49.96 | 47.685 | 13.197 | 0 | 0 | 0 | 0 | 0 | 24.4447
[44 empty] | 2013-11-25 | 0 | 0 | 0 | 0 | 0 | 0.2464 | 25.681 | 49.96 | 49.96 | 49.96 | 49.96 | 49.96 | 49.96 | 49.96 | 49.96 | 49.96 | 49.96 | 47.612 | 10.73 | 0 | 0 | 0 | 0 | 0 | 24.3279
[44 empty] | 2013-11-26 | 0 | 0 | 0 | 0 | 0 | 0.126 | 23.549 | 35.009 | 49.96 | 49.96 | 28.995 | 40.76 | 29.399 | 43.459 | 49.96 | 49.96 | 49.96 | 46.344 | 13.359 | 0 | 0 | 0 | 0 | 0 | 21.2833
[44 empty] | 2013-11-27 | 0 | 0 | 0 | 0 | 0 | 0.3483 | 25.454 | 49.96 | 49.96 | 49.96 | 49.96 | 49.96 | 49.96 | 49.96 | 49.96 | 49.96 | 49.96 | 49.305 | 16.422 | 0 | 0 | 0 | 0 | 0 | 24.6304
[44 empty] | 2013-11-28 | 0 | 0 | 0 | 0 | 0 | 0.2932 | 25.487 | 49.96 | 49.96 | 49.96 | 49.96 | 49.96 | 49.96 | 49.96 | 49.96 | 49.96 | 49.96 | 49.804 | 16.948 | 0 | 0 | 0 | 0 | 0 | 24.6722
[44 empty] | 2013-11-29 | 0 | 0 | 0 | 0 | 0 | 0.288 | 25.776 | 49.96 | 49.96 | 49.96 | 49.96 | 49.96 | 49.96 | 49.96 | 49.96 | 49.96 | 49.96 | 48.058 | 15.861 | 0 | 0 | 0 | 0 | 0 | 24.566
[44 empty] | 2013-11-30 | 0 | 0 | 0 | 0 | 0 | 0.2895 | 25.678 | 49.96 | 49.96 | 49.96 | 49.96 | 49.96 | 49.96 | 49.96 | 49.96 | 49.96 | 49.96 | 48.107 | 16.354 | 0 | 0 | 0 | 0 | 0 | 24.5845
[44 empty] | 2013-12-01 | 0 | 0 | 0 | 0 | 0 | 0.2624 | 25.677 | 49.96 | 49.96 | 49.96 | 49.96 | 49.96 | 49.96 | 49.96 | 49.96 | 49.96 | 49.96 | 49.836 | 15.737 | 0 | 0 | 0 | 0 | 0 | 24.6297
[44 empty] | 2013-12-02 | 0 | 0 | 0 | 0 | 0 | 0.2625 | 26.091 | 49.96 | 49.96 | 49.96 | 49.96 | 49.96 | 49.96 | 49.497 | 46.655 | 49.96 | 47.807 | 30.158 | 4.843 | 0 | 0 | 0 | 0 | 0 | 23.1264
[44 empty] | 2013-12-03 | 0 | 0 | 0 | 0 | 0 | 0.08503 | 12.589 | 36.991 | 47.465 | 45.007 | 23.164 | 27.708 | 11.666 | 10.671 | 19.548 | 20.389 | 45.321 | 43.767 | 13.344 | 0 | 0 | 0 | 0 | 0 | 14.9048
[44 empty] | 2013-12-04 | 0 | 0 | 0 | 0 | 0 | 0.1957 | 24.344 | 49.96 | 49.96 | 49.96 | 49.96 | 49.96 | 49.96 | 49.96 | 49.96 | 49.96 | 49.96 | 49.54 | 19.669 | 0 | 0 | 0 | 0 | 0 | 24.7229
[44 empty] | 2013-12-05 | 0 | 0 | 0 | 0 | 0 | 0.2474 | 24.971 | 49.96 | 49.96 | 49.96 | 49.96 | 49.96 | 49.96 | 49.96 | 49.96 | 49.96 | 49.96 | 46.305 | 14.786 | 0 | 0 | 0 | 0 | 0 | 24.4129
[44 empty] | 2013-12-06 | 0 | 0 | 0 | 0 | 0 | 0.2432 | 25 | 49.96 | 49.96 | 49.96 | 49.96 | 49.96 | 49.96 | 49.96 | 49.96 | 49.96 | 44.285 | 27.794 | 13.741 | 0 | 0 | 0 | 0 | 0 | 23.3626
[44 empty] | 2013-12-07 | 0 | 0 | 0 | 0 | 0 | 0 | 11.851 | 44.707 | 49.623 | 49.96 | 49.96 | 49.96 | 49.96 | 49.96 | 49.96 | 49.96 | 49.96 | 45.966 | 18.764 | 0 | 0 | 0 | 0 | 0 | 23.7746
[44 empty] | 2013-12-08 | 0 | 0 | 0 | 0 | 0 | 0.06454 | 24.089 | 49.704 | 49.96 | 49.96 | 49.96 | 49.96 | 49.96 | 49.96 | 49.96 | 49.96 | 49.96 | 48.367 | 18.682 | 0 | 0 | 0 | 0 | 0 | 24.6061
[44 empty] | 2013-12-09 | 0 | 0 | 0 | 0 | 0 | 0.08881 | 24.037 | 48.416 | 49.96 | 49.96 | 49.96 | 49.96 | 49.96 | 49.96 | 49.96 | 49.96 | 49.96 | 45.18 | 18.289 | 0 | 0 | 0 | 0 | 0 | 24.4021
[44 empty] | 2013-12-10 | 0 | 0 | 0 | 0 | 0 | 0.1403 | 24.447 | 49.96 | 49.96 | 49.96 | 49.96 | 49.96 | 49.96 | 49.96 | 49.96 | 49.96 | 49.96 | 49.326 | 20.575 | 0 | 0 | 0 | 0 | 0 | 24.7537
[44 empty] | 2013-12-11 | 0 | 0 | 0 | 0 | 0 | 0.1917 | 23.91 | 49.96 | 49.96 | 49.96 | 49.96 | 49.96 | 49.96 | 49.96 | 49.96 | 49.96 | 49.96 | 49.442 | 20.552 | 0 | 0 | 0 | 0 | 0 | 24.7373
[44 empty] | 2013-12-12 | 0 | 0 | 0 | 0 | 0 | 0.07053 | 22.408 | 49.84 | 49.96 | 49.96 | 49.96 | 49.96 | 49.96 | 49.96 | 49.96 | 49.96 | 49.96 | 48.531 | 21.06 | 0 | 0 | 0 | 0 | 0 | 24.6479
[44 empty] | 2013-12-13 | 0 | 0 | 0 | 0 | 0 | 0 | 23.331 | 49.796 | 49.96 | 49.96 | 49.96 | 49.96 | 49.96 | 49.96 | 49.96 | 49.96 | 49.96 | 49.176 | 21.934 | 0 | 0 | 0 | 0 | 0 | 24.7449
[44 empty] | 2013-12-14 | 0 | 0 | 0 | 0 | 0 | 0 | 23.407 | 49.96 | 49.96 | 49.96 | 49.96 | 49.96 | 49.96 | 49.96 | 49.96 | 49.96 | 49.96 | 48.712 | 22.242 | 0 | 0 | 0 | 0 | 0 | 24.7484
[44 empty] | 2013-12-15 | 0 | 0 | 0 | 0 | 0 | 0 | 22.793 | 49.96 | 49.96 | 49.96 | 49.96 | 49.96 | 49.96 | 49.96 | 49.96 | 49.96 | 49.96 | 45.546 | 22.164 | 0.06637 | 0 | 0 | 0 | 0 | 24.5904
[44 empty] | 2013-12-16 | 0 | 0 | 0 | 0 | 0 | 0 | 21.805 | 49.96 | 49.96 | 49.96 | 49.96 | 49.96 | 49.96 | 49.96 | 49.96 | 49.96 | 49.96 | 47.905 | 23.157 | 0.1086 | 0 | 0 | 0 | 0 | 24.6907
[44 empty] | 2013-12-17 | 0 | 0 | 0 | 0 | 0 | 0 | 21.808 | 46.866 | 49.96 | 49.96 | 49.96 | 49.96 | 49.96 | 49.96 | 49.96 | 49.96 | 49.96 | 49.96 | 23.723 | 0.1665 | 0 | 0 | 0 | 0 | 24.6735
[44 empty] | 2013-12-18 | 0 | 0 | 0 | 0 | 0 | 0 | 21.374 | 48.4 | 49.96 | 49.96 | 49.96 | 49.96 | 49.96 | 49.96 | 49.96 | 49.96 | 49.96 | 47.925 | 23.344 | 0.2784 | 0 | 0 | 0 | 0 | 24.6234
[44 empty] | 2013-12-19 | 0 | 0 | 0 | 0 | 0 | 0 | 21.07 | 48.785 | 49.96 | 49.96 | 49.96 | 49.96 | 49.96 | 48.259 | 49.96 | 49.96 | 49.96 | 45.998 | 21.46 | 0.1469 | 0 | 0 | 0 | 0 | 24.3916
[44 empty] | 2013-12-20 | 0 | 0 | 0 | 0 | 0 | 0 | 20.986 | 49.324 | 49.96 | 49.96 | 49.96 | 49.96 | 49.96 | 49.96 | 49.96 | 49.96 | 49.96 | 49.96 | 24.783 | 0.3442 | 0 | 0 | 0 | 0 | 24.7932
[44 empty] | 2013-12-21 | 0 | 0 | 0 | 0 | 0 | 0 | 20.174 | 48.965 | 49.96 | 49.96 | 49.96 | 49.96 | 49.96 | 49.96 | 49.96 | 49.96 | 49.96 | 48.946 | 23.774 | 0.3581 | 0 | 0 | 0 | 0 | 24.6607
[44 empty] | 2013-12-22 | 0 | 0 | 0 | 0 | 0 | 0 | 19.796 | 48.669 | 49.96 | 49.96 | 49.96 | 49.96 | 49.96 | 49.96 | 49.96 | 49.96 | 49.96 | 49.96 | 25.01 | 0.4336 | 0 | 0 | 0 | 0 | 24.7295
[44 empty] | 2013-12-23 | 0 | 0 | 0 | 0 | 0 | 0 | 19.45 | 47.915 | 49.96 | 49.96 | 49.96 | 49.96 | 49.96 | 49.96 | 49.96 | 49.96 | 49.96 | 45.758 | 22.116 | 0.3969 | 0 | 0 | 0 | 0 | 24.3865
[44 empty] | 2013-12-24 | 0 | 0 | 0 | 0 | 0 | 0 | 19.578 | 48.286 | 49.96 | 49.96 | 49.96 | 49.96 | 49.96 | 49.96 | 49.96 | 49.96 | 49.96 | 49.96 | 25.626 | 0.5989 | 0 | 0 | 0 | 0 | 24.737
[44 empty] | 2013-12-25 | 0 | 0 | 0 | 0 | 0 | 0 | 19.69 | 48.371 | 49.96 | 49.96 | 49.96 | 49.96 | 49.96 | 49.96 | 49.96 | 49.96 | 49.96 | 48.466 | 25.401 | 0.5499 | 0 | 0 | 0 | 0 | 24.6716
[44 empty] | 2013-12-26 | 0 | 0 | 0 | 0 | 0 | 0 | 19.263 | 47.941 | 49.96 | 49.96 | 49.96 | 49.96 | 49.96 | 49.96 | 49.96 | 49.96 | 49.96 | 46.769 | 24.131 | 0.4592 | 0 | 0 | 0 | 0 | 24.5085
[44 empty] | 2013-12-27 | 0 | 0 | 0 | 0 | 0 | 0 | 19.012 | 48.545 | 49.96 | 49.96 | 49.96 | 49.96 | 49.96 | 49.96 | 49.96 | 49.96 | 49.96 | 49.96 | 26.485 | 0.8104 | 0 | 0 | 0 | 0 | 24.7688
[44 empty] | 2013-12-28 | 0 | 0 | 0 | 0 | 0 | 0 | 18.613 | 48.407 | 49.96 | 49.96 | 49.96 | 49.96 | 49.96 | 49.96 | 49.96 | 49.96 | 49.96 | 48.481 | 26.733 | 0.9435 | 0 | 0 | 0 | 0 | 24.7007
[44 empty] | 2013-12-29 | 0 | 0 | 0 | 0 | 0 | 0 | 18.445 | 49.146 | 49.96 | 49.96 | 49.96 | 49.96 | 49.96 | 49.96 | 49.96 | 49.96 | 49.96 | 49.96 | 27.498 | 0.8197 | 0 | 0 | 0 | 0 | 24.8129
[44 empty] | 2013-12-30 | 0 | 0 | 0 | 0 | 0 | 0 | 18.191 | 48.959 | 49.96 | 49.96 | 49.96 | 49.96 | 49.96 | 49.96 | 49.96 | 49.96 | 49.96 | 49.96 | 26.747 | 0.8269 | 0 | 0 | 0 | 0 | 24.7635
[44 empty] | 2013-12-31 | 0 | 0 | 0 | 0 | 0 | 0 | 17.676 | 48.431 | 49.96 | 49.96 | 49.96 | 49.96 | 49.96 | 49.96 | 49.96 | 49.96 | 49.96 | 45.208 | 15.118 | 0.1572 | 0 | 0 | 0 | 0 | 24.0096
[44 empty] | 2014-01-01 | [23 empty] | 0 | 0
[44 empty] | Grand Total | 0 | 0 | 0 | 0 | 0 | 0.012204 | 5.8901 | 25.3935 | 41.105 | 43.6649 | 43.9425 | 43.6888 | 43.3848 | 43.5628 | 43.3062 | 43.2693 | 41.9011 | 27.9499 | 7.1454 | 0.10239 | 0 | 0 | 0 | 0 | 18.93
Note on N5: Geoff Rosenberg: Handled in PVSyst

## 8760 Data
Date | Timestamp | Year | Month | Day | Hour (Ending) | Weekday | Active Case [MW] | Active Case (Cap. Factor)
2013-01-01 | 2013-01-01 01:00 | 2013 | 1 | 1 | 1 | 3 | 0 | #DIV/0!
2013-01-01 | 2013-01-01 02:00 | 2013 | 1 | 1 | 2 | 3 | 0 | #DIV/0!
2013-01-01 | 2013-01-01 03:00 | 2013 | 1 | 1 | 3 | 3 | 0 | #DIV/0!
2013-01-01 | 2013-01-01 04:00 | 2013 | 1 | 1 | 4 | 3 | 0 | #DIV/0!
2013-01-01 | 2013-01-01 05:00 | 2013 | 1 | 1 | 5 | 3 | 0 | #DIV/0!
2013-01-01 | 2013-01-01 06:00 | 2013 | 1 | 1 | 6 | 3 | 0 | #DIV/0!
2013-01-01 | 2013-01-01 07:00 | 2013 | 1 | 1 | 7 | 3 | 0 | #DIV/0!
2013-01-01 | 2013-01-01 08:00 | 2013 | 1 | 1 | 8 | 3 | 0 | #DIV/0!
2013-01-01 | 2013-01-01 09:00 | 2013 | 1 | 1 | 9 | 3 | 0 | #DIV/0!
2013-01-01 | 2013-01-01 10:00 | 2013 | 1 | 1 | 10 | 3 | 0 | #DIV/0!
2013-01-01 | 2013-01-01 11:00 | 2013 | 1 | 1 | 11 | 3 | 0 | #DIV/0!
2013-01-01 | 2013-01-01 12:00 | 2013 | 1 | 1 | 12 | 3 | 0 | #DIV/0!
2013-01-01 | 2013-01-01 13:00 | 2013 | 1 | 1 | 13 | 3 | 0 | #DIV/0!
2013-01-01 | 2013-01-01 14:00 | 2013 | 1 | 1 | 14 | 3 | 0 | #DIV/0!
2013-01-01 | 2013-01-01 15:00 | 2013 | 1 | 1 | 15 | 3 | 0 | #DIV/0!
2013-01-01 | 2013-01-01 16:00 | 2013 | 1 | 1 | 16 | 3 | 0 | #DIV/0!
2013-01-01 | 2013-01-01 17:00 | 2013 | 1 | 1 | 17 | 3 | 0 | #DIV/0!
2013-01-01 | 2013-01-01 18:00 | 2013 | 1 | 1 | 18 | 3 | 0 | #DIV/0!
2013-01-01 | 2013-01-01 19:00 | 2013 | 1 | 1 | 19 | 3 | 0 | #DIV/0!
2013-01-01 | 2013-01-01 20:00 | 2013 | 1 | 1 | 20 | 3 | 0 | #DIV/0!
2013-01-01 | 2013-01-01 21:00 | 2013 | 1 | 1 | 21 | 3 | 0 | #DIV/0!
2013-01-01 | 2013-01-01 22:00 | 2013 | 1 | 1 | 22 | 3 | 0 | #DIV/0!
2013-01-01 | 2013-01-01 23:00 | 2013 | 1 | 1 | 23 | 3 | 0 | #DIV/0!
2013-01-02 | 2013-01-02 | 2013 | 1 | 2 | 24 | 4 | 0 | #DIV/0!
2013-01-02 | 2013-01-02 01:00 | 2013 | 1 | 2 | 1 | 4 | 0 | #DIV/0!
2013-01-02 | 2013-01-02 02:00 | 2013 | 1 | 2 | 2 | 4 | 0 | #DIV/0!
2013-01-02 | 2013-01-02 03:00 | 2013 | 1 | 2 | 3 | 4 | 0 | #DIV/0!
2013-01-02 | 2013-01-02 04:00 | 2013 | 1 | 2 | 4 | 4 | 0 | #DIV/0!
2013-01-02 | 2013-01-02 05:00 | 2013 | 1 | 2 | 5 | 4 | 0 | #DIV/0!
2013-01-02 | 2013-01-02 06:00 | 2013 | 1 | 2 | 6 | 4 | 0 | #DIV/0!
2013-01-02 | 2013-01-02 07:00 | 2013 | 1 | 2 | 7 | 4 | 0 | #DIV/0!
2013-01-02 | 2013-01-02 08:00 | 2013 | 1 | 2 | 8 | 4 | 0 | #DIV/0!
2013-01-02 | 2013-01-02 09:00 | 2013 | 1 | 2 | 9 | 4 | 0 | #DIV/0!
2013-01-02 | 2013-01-02 10:00 | 2013 | 1 | 2 | 10 | 4 | 0 | #DIV/0!
2013-01-02 | 2013-01-02 11:00 | 2013 | 1 | 2 | 11 | 4 | 0 | #DIV/0!
2013-01-02 | 2013-01-02 12:00 | 2013 | 1 | 2 | 12 | 4 | 0 | #DIV/0!
2013-01-02 | 2013-01-02 13:00 | 2013 | 1 | 2 | 13 | 4 | 0 | #DIV/0!
2013-01-02 | 2013-01-02 14:00 | 2013 | 1 | 2 | 14 | 4 | 0 | #DIV/0!
2013-01-02 | 2013-01-02 15:00 | 2013 | 1 | 2 | 15 | 4 | 0 | #DIV/0!
2013-01-02 | 2013-01-02 16:00 | 2013 | 1 | 2 | 16 | 4 | 0 | #DIV/0!
2013-01-02 | 2013-01-02 17:00 | 2013 | 1 | 2 | 17 | 4 | 0 | #DIV/0!
2013-01-02 | 2013-01-02 18:00 | 2013 | 1 | 2 | 18 | 4 | 0 | #DIV/0!
2013-01-02 | 2013-01-02 19:00 | 2013 | 1 | 2 | 19 | 4 | 0 | #DIV/0!
2013-01-02 | 2013-01-02 20:00 | 2013 | 1 | 2 | 20 | 4 | 0 | #DIV/0!
2013-01-02 | 2013-01-02 21:00 | 2013 | 1 | 2 | 21 | 4 | 0 | #DIV/0!
2013-01-02 | 2013-01-02 22:00 | 2013 | 1 | 2 | 22 | 4 | 0 | #DIV/0!
2013-01-02 | 2013-01-02 23:00 | 2013 | 1 | 2 | 23 | 4 | 0 | #DIV/0!
2013-01-03 | 2013-01-03 | 2013 | 1 | 3 | 24 | 5 | 0 | #DIV/0!
2013-01-03 | 2013-01-03 01:00 | 2013 | 1 | 3 | 1 | 5 | 0 | #DIV/0!
2013-01-03 | 2013-01-03 02:00 | 2013 | 1 | 3 | 2 | 5 | 0 | #DIV/0!
2013-01-03 | 2013-01-03 03:00 | 2013 | 1 | 3 | 3 | 5 | 0 | #DIV/0!
2013-01-03 | 2013-01-03 04:00 | 2013 | 1 | 3 | 4 | 5 | 0 | #DIV/0!
2013-01-03 | 2013-01-03 05:00 | 2013 | 1 | 3 | 5 | 5 | 0 | #DIV/0!
2013-01-03 | 2013-01-03 06:00 | 2013 | 1 | 3 | 6 | 5 | 0 | #DIV/0!
2013-01-03 | 2013-01-03 07:00 | 2013 | 1 | 3 | 7 | 5 | 0 | #DIV/0!
2013-01-03 | 2013-01-03 08:00 | 2013 | 1 | 3 | 8 | 5 | 0 | #DIV/0!
2013-01-03 | 2013-01-03 09:00 | 2013 | 1 | 3 | 9 | 5 | 0 | #DIV/0!
2013-01-03 | 2013-01-03 10:00 | 2013 | 1 | 3 | 10 | 5 | 0 | #DIV/0!
2013-01-03 | 2013-01-03 11:00 | 2013 | 1 | 3 | 11 | 5 | 0 | #DIV/0!
2013-01-03 | 2013-01-03 12:00 | 2013 | 1 | 3 | 12 | 5 | 0 | #DIV/0!
2013-01-03 | 2013-01-03 13:00 | 2013 | 1 | 3 | 13 | 5 | 0 | #DIV/0!
2013-01-03 | 2013-01-03 14:00 | 2013 | 1 | 3 | 14 | 5 | 0 | #DIV/0!
2013-01-03 | 2013-01-03 15:00 | 2013 | 1 | 3 | 15 | 5 | 0 | #DIV/0!
2013-01-03 | 2013-01-03 16:00 | 2013 | 1 | 3 | 16 | 5 | 0 | #DIV/0!
2013-01-03 | 2013-01-03 17:00 | 2013 | 1 | 3 | 17 | 5 | 0 | #DIV/0!
2013-01-03 | 2013-01-03 18:00 | 2013 | 1 | 3 | 18 | 5 | 0 | #DIV/0!
2013-01-03 | 2013-01-03 19:00 | 2013 | 1 | 3 | 19 | 5 | 0 | #DIV/0!
2013-01-03 | 2013-01-03 20:00 | 2013 | 1 | 3 | 20 | 5 | 0 | #DIV/0!
2013-01-03 | 2013-01-03 21:00 | 2013 | 1 | 3 | 21 | 5 | 0 | #DIV/0!
2013-01-03 | 2013-01-03 22:00 | 2013 | 1 | 3 | 22 | 5 | 0 | #DIV/0!
2013-01-03 | 2013-01-03 23:00 | 2013 | 1 | 3 | 23 | 5 | 0 | #DIV/0!
2013-01-04 | 2013-01-04 | 2013 | 1 | 4 | 24 | 6 | 0 | #DIV/0!
2013-01-04 | 2013-01-04 01:00 | 2013 | 1 | 4 | 1 | 6 | 0 | #DIV/0!
2013-01-04 | 2013-01-04 02:00 | 2013 | 1 | 4 | 2 | 6 | 0 | #DIV/0!
2013-01-04 | 2013-01-04 03:00 | 2013 | 1 | 4 | 3 | 6 | 0 | #DIV/0!
2013-01-04 | 2013-01-04 04:00 | 2013 | 1 | 4 | 4 | 6 | 0 | #DIV/0!
2013-01-04 | 2013-01-04 05:00 | 2013 | 1 | 4 | 5 | 6 | 0 | #DIV/0!
2013-01-04 | 2013-01-04 06:00 | 2013 | 1 | 4 | 6 | 6 | 0 | #DIV/0!
2013-01-04 | 2013-01-04 07:00 | 2013 | 1 | 4 | 7 | 6 | 0 | #DIV/0!
2013-01-04 | 2013-01-04 08:00 | 2013 | 1 | 4 | 8 | 6 | 0 | #DIV/0!
2013-01-04 | 2013-01-04 09:00 | 2013 | 1 | 4 | 9 | 6 | 0 | #DIV/0!
2013-01-04 | 2013-01-04 10:00 | 2013 | 1 | 4 | 10 | 6 | 0 | #DIV/0!
2013-01-04 | 2013-01-04 11:00 | 2013 | 1 | 4 | 11 | 6 | 0 | #DIV/0!
2013-01-04 | 2013-01-04 12:00 | 2013 | 1 | 4 | 12 | 6 | 0 | #DIV/0!
2013-01-04 | 2013-01-04 13:00 | 2013 | 1 | 4 | 13 | 6 | 0 | #DIV/0!
2013-01-04 | 2013-01-04 14:00 | 2013 | 1 | 4 | 14 | 6 | 0 | #DIV/0!
2013-01-04 | 2013-01-04 15:00 | 2013 | 1 | 4 | 15 | 6 | 0 | #DIV/0!
2013-01-04 | 2013-01-04 16:00 | 2013 | 1 | 4 | 16 | 6 | 0 | #DIV/0!
2013-01-04 | 2013-01-04 17:00 | 2013 | 1 | 4 | 17 | 6 | 0 | #DIV/0!
2013-01-04 | 2013-01-04 18:00 | 2013 | 1 | 4 | 18 | 6 | 0 | #DIV/0!
2013-01-04 | 2013-01-04 19:00 | 2013 | 1 | 4 | 19 | 6 | 0 | #DIV/0!
2013-01-04 | 2013-01-04 20:00 | 2013 | 1 | 4 | 20 | 6 | 0 | #DIV/0!
2013-01-04 | 2013-01-04 21:00 | 2013 | 1 | 4 | 21 | 6 | 0 | #DIV/0!
2013-01-04 | 2013-01-04 22:00 | 2013 | 1 | 4 | 22 | 6 | 0 | #DIV/0!
2013-01-04 | 2013-01-04 23:00 | 2013 | 1 | 4 | 23 | 6 | 0 | #DIV/0!
2013-01-05 | 2013-01-05 | 2013 | 1 | 5 | 24 | 7 | 0 | #DIV/0!
2013-01-05 | 2013-01-05 01:00 | 2013 | 1 | 5 | 1 | 7 | 0 | #DIV/0!
2013-01-05 | 2013-01-05 02:00 | 2013 | 1 | 5 | 2 | 7 | 0 | #DIV/0!
2013-01-05 | 2013-01-05 03:00 | 2013 | 1 | 5 | 3 | 7 | 0 | #DIV/0!
2013-01-05 | 2013-01-05 04:00 | 2013 | 1 | 5 | 4 | 7 | 0 | #DIV/0!
2013-01-05 | 2013-01-05 05:00 | 2013 | 1 | 5 | 5 | 7 | 0 | #DIV/0!
2013-01-05 | 2013-01-05 06:00 | 2013 | 1 | 5 | 6 | 7 | 0 | #DIV/0!
2013-01-05 | 2013-01-05 07:00 | 2013 | 1 | 5 | 7 | 7 | 0 | #DIV/0!
2013-01-05 | 2013-01-05 08:00 | 2013 | 1 | 5 | 8 | 7 | 0 | #DIV/0!
2013-01-05 | 2013-01-05 09:00 | 2013 | 1 | 5 | 9 | 7 | 0 | #DIV/0!
2013-01-05 | 2013-01-05 10:00 | 2013 | 1 | 5 | 10 | 7 | 0 | #DIV/0!
2013-01-05 | 2013-01-05 11:00 | 2013 | 1 | 5 | 11 | 7 | 0 | #DIV/0!
2013-01-05 | 2013-01-05 12:00 | 2013 | 1 | 5 | 12 | 7 | 0 | #DIV/0!
2013-01-05 | 2013-01-05 13:00 | 2013 | 1 | 5 | 13 | 7 | 0 | #DIV/0!
2013-01-05 | 2013-01-05 14:00 | 2013 | 1 | 5 | 14 | 7 | 0 | #DIV/0!
2013-01-05 | 2013-01-05 15:00 | 2013 | 1 | 5 | 15 | 7 | 0 | #DIV/0!
2013-01-05 | 2013-01-05 16:00 | 2013 | 1 | 5 | 16 | 7 | 0 | #DIV/0!
2013-01-05 | 2013-01-05 17:00 | 2013 | 1 | 5 | 17 | 7 | 0 | #DIV/0!
2013-01-05 | 2013-01-05 18:00 | 2013 | 1 | 5 | 18 | 7 | 0 | #DIV/0!
2013-01-05 | 2013-01-05 19:00 | 2013 | 1 | 5 | 19 | 7 | 0 | #DIV/0!
2013-01-05 | 2013-01-05 20:00 | 2013 | 1 | 5 | 20 | 7 | 0 | #DIV/0!
2013-01-05 | 2013-01-05 21:00 | 2013 | 1 | 5 | 21 | 7 | 0 | #DIV/0!
2013-01-05 | 2013-01-05 22:00 | 2013 | 1 | 5 | 22 | 7 | 0 | #DIV/0!
2013-01-05 | 2013-01-05 23:00 | 2013 | 1 | 5 | 23 | 7 | 0 | #DIV/0!
2013-01-06 | 2013-01-06 | 2013 | 1 | 6 | 24 | 1 | 0 | #DIV/0!
2013-01-06 | 2013-01-06 01:00 | 2013 | 1 | 6 | 1 | 1 | 0 | #DIV/0!
2013-01-06 | 2013-01-06 02:00 | 2013 | 1 | 6 | 2 | 1 | 0 | #DIV/0!
2013-01-06 | 2013-01-06 03:00 | 2013 | 1 | 6 | 3 | 1 | 0 | #DIV/0!
2013-01-06 | 2013-01-06 04:00 | 2013 | 1 | 6 | 4 | 1 | 0 | #DIV/0!
2013-01-06 | 2013-01-06 05:00 | 2013 | 1 | 6 | 5 | 1 | 0 | #DIV/0!
2013-01-06 | 2013-01-06 06:00 | 2013 | 1 | 6 | 6 | 1 | 0 | #DIV/0!
2013-01-06 | 2013-01-06 07:00 | 2013 | 1 | 6 | 7 | 1 | 0 | #DIV/0!
2013-01-06 | 2013-01-06 08:00 | 2013 | 1 | 6 | 8 | 1 | 0 | #DIV/0!
2013-01-06 | 2013-01-06 09:00 | 2013 | 1 | 6 | 9 | 1 | 0 | #DIV/0!
2013-01-06 | 2013-01-06 10:00 | 2013 | 1 | 6 | 10 | 1 | 0 | #DIV/0!
2013-01-06 | 2013-01-06 11:00 | 2013 | 1 | 6 | 11 | 1 | 0 | #DIV/0!
2013-01-06 | 2013-01-06 12:00 | 2013 | 1 | 6 | 12 | 1 | 0 | #DIV/0!
2013-01-06 | 2013-01-06 13:00 | 2013 | 1 | 6 | 13 | 1 | 0 | #DIV/0!
2013-01-06 | 2013-01-06 14:00 | 2013 | 1 | 6 | 14 | 1 | 0 | #DIV/0!
2013-01-06 | 2013-01-06 15:00 | 2013 | 1 | 6 | 15 | 1 | 0 | #DIV/0!
2013-01-06 | 2013-01-06 16:00 | 2013 | 1 | 6 | 16 | 1 | 0 | #DIV/0!
2013-01-06 | 2013-01-06 17:00 | 2013 | 1 | 6 | 17 | 1 | 0 | #DIV/0!
2013-01-06 | 2013-01-06 18:00 | 2013 | 1 | 6 | 18 | 1 | 0 | #DIV/0!
2013-01-06 | 2013-01-06 19:00 | 2013 | 1 | 6 | 19 | 1 | 0 | #DIV/0!
2013-01-06 | 2013-01-06 20:00 | 2013 | 1 | 6 | 20 | 1 | 0 | #DIV/0!
2013-01-06 | 2013-01-06 21:00 | 2013 | 1 | 6 | 21 | 1 | 0 | #DIV/0!
2013-01-06 | 2013-01-06 22:00 | 2013 | 1 | 6 | 22 | 1 | 0 | #DIV/0!
2013-01-06 | 2013-01-06 23:00 | 2013 | 1 | 6 | 23 | 1 | 0 | #DIV/0!
2013-01-07 | 2013-01-07 | 2013 | 1 | 7 | 24 | 2 | 0 | #DIV/0!
2013-01-07 | 2013-01-07 01:00 | 2013 | 1 | 7 | 1 | 2 | 0 | #DIV/0!
2013-01-07 | 2013-01-07 02:00 | 2013 | 1 | 7 | 2 | 2 | 0 | #DIV/0!
2013-01-07 | 2013-01-07 03:00 | 2013 | 1 | 7 | 3 | 2 | 0 | #DIV/0!
2013-01-07 | 2013-01-07 04:00 | 2013 | 1 | 7 | 4 | 2 | 0 | #DIV/0!
2013-01-07 | 2013-01-07 05:00 | 2013 | 1 | 7 | 5 | 2 | 0 | #DIV/0!
2013-01-07 | 2013-01-07 06:00 | 2013 | 1 | 7 | 6 | 2 | 0 | #DIV/0!
2013-01-07 | 2013-01-07 07:00 | 2013 | 1 | 7 | 7 | 2 | 0 | #DIV/0!
2013-01-07 | 2013-01-07 08:00 | 2013 | 1 | 7 | 8 | 2 | 0 | #DIV/0!
2013-01-07 | 2013-01-07 09:00 | 2013 | 1 | 7 | 9 | 2 | 0 | #DIV/0!
2013-01-07 | 2013-01-07 10:00 | 2013 | 1 | 7 | 10 | 2 | 0 | #DIV/0!
2013-01-07 | 2013-01-07 11:00 | 2013 | 1 | 7 | 11 | 2 | 0 | #DIV/0!
2013-01-07 | 2013-01-07 12:00 | 2013 | 1 | 7 | 12 | 2 | 0 | #DIV/0!
2013-01-07 | 2013-01-07 13:00 | 2013 | 1 | 7 | 13 | 2 | 0 | #DIV/0!
2013-01-07 | 2013-01-07 14:00 | 2013 | 1 | 7 | 14 | 2 | 0 | #DIV/0!
2013-01-07 | 2013-01-07 15:00 | 2013 | 1 | 7 | 15 | 2 | 0 | #DIV/0!
2013-01-07 | 2013-01-07 16:00 | 2013 | 1 | 7 | 16 | 2 | 0 | #DIV/0!
2013-01-07 | 2013-01-07 17:00 | 2013 | 1 | 7 | 17 | 2 | 0 | #DIV/0!
2013-01-07 | 2013-01-07 18:00 | 2013 | 1 | 7 | 18 | 2 | 0 | #DIV/0!
2013-01-07 | 2013-01-07 19:00 | 2013 | 1 | 7 | 19 | 2 | 0 | #DIV/0!
2013-01-07 | 2013-01-07 20:00 | 2013 | 1 | 7 | 20 | 2 | 0 | #DIV/0!
2013-01-07 | 2013-01-07 21:00 | 2013 | 1 | 7 | 21 | 2 | 0 | #DIV/0!
2013-01-07 | 2013-01-07 22:00 | 2013 | 1 | 7 | 22 | 2 | 0 | #DIV/0!
2013-01-07 | 2013-01-07 23:00 | 2013 | 1 | 7 | 23 | 2 | 0 | #DIV/0!
2013-01-08 | 2013-01-08 | 2013 | 1 | 8 | 24 | 3 | 0 | #DIV/0!
2013-01-08 | 2013-01-08 01:00 | 2013 | 1 | 8 | 1 | 3 | 0 | #DIV/0!
2013-01-08 | 2013-01-08 02:00 | 2013 | 1 | 8 | 2 | 3 | 0 | #DIV/0!
2013-01-08 | 2013-01-08 03:00 | 2013 | 1 | 8 | 3 | 3 | 0 | #DIV/0!
2013-01-08 | 2013-01-08 04:00 | 2013 | 1 | 8 | 4 | 3 | 0 | #DIV/0!
2013-01-08 | 2013-01-08 05:00 | 2013 | 1 | 8 | 5 | 3 | 0 | #DIV/0!
2013-01-08 | 2013-01-08 06:00 | 2013 | 1 | 8 | 6 | 3 | 0 | #DIV/0!
2013-01-08 | 2013-01-08 07:00 | 2013 | 1 | 8 | 7 | 3 | 0 | #DIV/0!
2013-01-08 | 2013-01-08 08:00 | 2013 | 1 | 8 | 8 | 3 | 0 | #DIV/0!
2013-01-08 | 2013-01-08 09:00 | 2013 | 1 | 8 | 9 | 3 | 0 | #DIV/0!
2013-01-08 | 2013-01-08 10:00 | 2013 | 1 | 8 | 10 | 3 | 0 | #DIV/0!
2013-01-08 | 2013-01-08 11:00 | 2013 | 1 | 8 | 11 | 3 | 0 | #DIV/0!
2013-01-08 | 2013-01-08 12:00 | 2013 | 1 | 8 | 12 | 3 | 0 | #DIV/0!
2013-01-08 | 2013-01-08 13:00 | 2013 | 1 | 8 | 13 | 3 | 0 | #DIV/0!
2013-01-08 | 2013-01-08 14:00 | 2013 | 1 | 8 | 14 | 3 | 0 | #DIV/0!
2013-01-08 | 2013-01-08 15:00 | 2013 | 1 | 8 | 15 | 3 | 0 | #DIV/0!
2013-01-08 | 2013-01-08 16:00 | 2013 | 1 | 8 | 16 | 3 | 0 | #DIV/0!
2013-01-08 | 2013-01-08 17:00 | 2013 | 1 | 8 | 17 | 3 | 0 | #DIV/0!
2013-01-08 | 2013-01-08 18:00 | 2013 | 1 | 8 | 18 | 3 | 0 | #DIV/0!
2013-01-08 | 2013-01-08 19:00 | 2013 | 1 | 8 | 19 | 3 | 0 | #DIV/0!
2013-01-08 | 2013-01-08 20:00 | 2013 | 1 | 8 | 20 | 3 | 0 | #DIV/0!
2013-01-08 | 2013-01-08 21:00 | 2013 | 1 | 8 | 21 | 3 | 0 | #DIV/0!
2013-01-08 | 2013-01-08 22:00 | 2013 | 1 | 8 | 22 | 3 | 0 | #DIV/0!
2013-01-08 | 2013-01-08 23:00 | 2013 | 1 | 8 | 23 | 3 | 0 | #DIV/0!
2013-01-09 | 2013-01-09 | 2013 | 1 | 9 | 24 | 4 | 0 | #DIV/0!
2013-01-09 | 2013-01-09 01:00 | 2013 | 1 | 9 | 1 | 4 | 0 | #DIV/0!
2013-01-09 | 2013-01-09 02:00 | 2013 | 1 | 9 | 2 | 4 | 0 | #DIV/0!
2013-01-09 | 2013-01-09 03:00 | 2013 | 1 | 9 | 3 | 4 | 0 | #DIV/0!
2013-01-09 | 2013-01-09 04:00 | 2013 | 1 | 9 | 4 | 4 | 0 | #DIV/0!
2013-01-09 | 2013-01-09 05:00 | 2013 | 1 | 9 | 5 | 4 | 0 | #DIV/0!
2013-01-09 | 2013-01-09 06:00 | 2013 | 1 | 9 | 6 | 4 | 0 | #DIV/0!
2013-01-09 | 2013-01-09 07:00 | 2013 | 1 | 9 | 7 | 4 | 0 | #DIV/0!
2013-01-09 | 2013-01-09 08:00 | 2013 | 1 | 9 | 8 | 4 | 0 | #DIV/0!
2013-01-09 | 2013-01-09 09:00 | 2013 | 1 | 9 | 9 | 4 | 0 | #DIV/0!
2013-01-09 | 2013-01-09 10:00 | 2013 | 1 | 9 | 10 | 4 | 0 | #DIV/0!
2013-01-09 | 2013-01-09 11:00 | 2013 | 1 | 9 | 11 | 4 | 0 | #DIV/0!
2013-01-09 | 2013-01-09 12:00 | 2013 | 1 | 9 | 12 | 4 | 0 | #DIV/0!
2013-01-09 | 2013-01-09 13:00 | 2013 | 1 | 9 | 13 | 4 | 0 | #DIV/0!
2013-01-09 | 2013-01-09 14:00 | 2013 | 1 | 9 | 14 | 4 | 0 | #DIV/0!
2013-01-09 | 2013-01-09 15:00 | 2013 | 1 | 9 | 15 | 4 | 0 | #DIV/0!
2013-01-09 | 2013-01-09 16:00 | 2013 | 1 | 9 | 16 | 4 | 0 | #DIV/0!
2013-01-09 | 2013-01-09 17:00 | 2013 | 1 | 9 | 17 | 4 | 0 | #DIV/0!
2013-01-09 | 2013-01-09 18:00 | 2013 | 1 | 9 | 18 | 4 | 0 | #DIV/0!
2013-01-09 | 2013-01-09 19:00 | 2013 | 1 | 9 | 19 | 4 | 0 | #DIV/0!
2013-01-09 | 2013-01-09 20:00 | 2013 | 1 | 9 | 20 | 4 | 0 | #DIV/0!
2013-01-09 | 2013-01-09 21:00 | 2013 | 1 | 9 | 21 | 4 | 0 | #DIV/0!
2013-01-09 | 2013-01-09 22:00 | 2013 | 1 | 9 | 22 | 4 | 0 | #DIV/0!
2013-01-09 | 2013-01-09 23:00 | 2013 | 1 | 9 | 23 | 4 | 0 | #DIV/0!
2013-01-10 | 2013-01-10 | 2013 | 1 | 10 | 24 | 5 | 0 | #DIV/0!
2013-01-10 | 2013-01-10 01:00 | 2013 | 1 | 10 | 1 | 5 | 0 | #DIV/0!
2013-01-10 | 2013-01-10 02:00 | 2013 | 1 | 10 | 2 | 5 | 0 | #DIV/0!
2013-01-10 | 2013-01-10 03:00 | 2013 | 1 | 10 | 3 | 5 | 0 | #DIV/0!
2013-01-10 | 2013-01-10 04:00 | 2013 | 1 | 10 | 4 | 5 | 0 | #DIV/0!
2013-01-10 | 2013-01-10 05:00 | 2013 | 1 | 10 | 5 | 5 | 0 | #DIV/0!
2013-01-10 | 2013-01-10 06:00 | 2013 | 1 | 10 | 6 | 5 | 0 | #DIV/0!
2013-01-10 | 2013-01-10 07:00 | 2013 | 1 | 10 | 7 | 5 | 0 | #DIV/0!
2013-01-10 | 2013-01-10 08:00 | 2013 | 1 | 10 | 8 | 5 | 0 | #DIV/0!
2013-01-10 | 2013-01-10 09:00 | 2013 | 1 | 10 | 9 | 5 | 0 | #DIV/0!
2013-01-10 | 2013-01-10 10:00 | 2013 | 1 | 10 | 10 | 5 | 0 | #DIV/0!
2013-01-10 | 2013-01-10 11:00 | 2013 | 1 | 10 | 11 | 5 | 0 | #DIV/0!
2013-01-10 | 2013-01-10 12:00 | 2013 | 1 | 10 | 12 | 5 | 0 | #DIV/0!
2013-01-10 | 2013-01-10 13:00 | 2013 | 1 | 10 | 13 | 5 | 0 | #DIV/0!
2013-01-10 | 2013-01-10 14:00 | 2013 | 1 | 10 | 14 | 5 | 0 | #DIV/0!
2013-01-10 | 2013-01-10 15:00 | 2013 | 1 | 10 | 15 | 5 | 0 | #DIV/0!
2013-01-10 | 2013-01-10 16:00 | 2013 | 1 | 10 | 16 | 5 | 0 | #DIV/0!
2013-01-10 | 2013-01-10 17:00 | 2013 | 1 | 10 | 17 | 5 | 0 | #DIV/0!
2013-01-10 | 2013-01-10 18:00 | 2013 | 1 | 10 | 18 | 5 | 0 | #DIV/0!
2013-01-10 | 2013-01-10 19:00 | 2013 | 1 | 10 | 19 | 5 | 0 | #DIV/0!
2013-01-10 | 2013-01-10 20:00 | 2013 | 1 | 10 | 20 | 5 | 0 | #DIV/0!
2013-01-10 | 2013-01-10 21:00 | 2013 | 1 | 10 | 21 | 5 | 0 | #DIV/0!
2013-01-10 | 2013-01-10 22:00 | 2013 | 1 | 10 | 22 | 5 | 0 | #DIV/0!
2013-01-10 | 2013-01-10 23:00 | 2013 | 1 | 10 | 23 | 5 | 0 | #DIV/0!
2013-01-11 | 2013-01-11 | 2013 | 1 | 11 | 24 | 6 | 0 | #DIV/0!
2013-01-11 | 2013-01-11 01:00 | 2013 | 1 | 11 | 1 | 6 | 0 | #DIV/0!
2013-01-11 | 2013-01-11 02:00 | 2013 | 1 | 11 | 2 | 6 | 0 | #DIV/0!
2013-01-11 | 2013-01-11 03:00 | 2013 | 1 | 11 | 3 | 6 | 0 | #DIV/0!
2013-01-11 | 2013-01-11 04:00 | 2013 | 1 | 11 | 4 | 6 | 0 | #DIV/0!
2013-01-11 | 2013-01-11 05:00 | 2013 | 1 | 11 | 5 | 6 | 0 | #DIV/0!
2013-01-11 | 2013-01-11 06:00 | 2013 | 1 | 11 | 6 | 6 | 0 | #DIV/0!
2013-01-11 | 2013-01-11 07:00 | 2013 | 1 | 11 | 7 | 6 | 0 | #DIV/0!
2013-01-11 | 2013-01-11 08:00 | 2013 | 1 | 11 | 8 | 6 | 0 | #DIV/0!
2013-01-11 | 2013-01-11 09:00 | 2013 | 1 | 11 | 9 | 6 | 0 | #DIV/0!
2013-01-11 | 2013-01-11 10:00 | 2013 | 1 | 11 | 10 | 6 | 0 | #DIV/0!
2013-01-11 | 2013-01-11 11:00 | 2013 | 1 | 11 | 11 | 6 | 0 | #DIV/0!
2013-01-11 | 2013-01-11 12:00 | 2013 | 1 | 11 | 12 | 6 | 0 | #DIV/0!
2013-01-11 | 2013-01-11 13:00 | 2013 | 1 | 11 | 13 | 6 | 0 | #DIV/0!
2013-01-11 | 2013-01-11 14:00 | 2013 | 1 | 11 | 14 | 6 | 0 | #DIV/0!
2013-01-11 | 2013-01-11 15:00 | 2013 | 1 | 11 | 15 | 6 | 0 | #DIV/0!
2013-01-11 | 2013-01-11 16:00 | 2013 | 1 | 11 | 16 | 6 | 0 | #DIV/0!
2013-01-11 | 2013-01-11 17:00 | 2013 | 1 | 11 | 17 | 6 | 0 | #DIV/0!
2013-01-11 | 2013-01-11 18:00 | 2013 | 1 | 11 | 18 | 6 | 0 | #DIV/0!
2013-01-11 | 2013-01-11 19:00 | 2013 | 1 | 11 | 19 | 6 | 0 | #DIV/0!
2013-01-11 | 2013-01-11 20:00 | 2013 | 1 | 11 | 20 | 6 | 0 | #DIV/0!
2013-01-11 | 2013-01-11 21:00 | 2013 | 1 | 11 | 21 | 6 | 0 | #DIV/0!
2013-01-11 | 2013-01-11 22:00 | 2013 | 1 | 11 | 22 | 6 | 0 | #DIV/0!
2013-01-11 | 2013-01-11 23:00 | 2013 | 1 | 11 | 23 | 6 | 0 | #DIV/0!
2013-01-12 | 2013-01-12 | 2013 | 1 | 12 | 24 | 7 | 0 | #DIV/0!
2013-01-12 | 2013-01-12 01:00 | 2013 | 1 | 12 | 1 | 7 | 0 | #DIV/0!
2013-01-12 | 2013-01-12 02:00 | 2013 | 1 | 12 | 2 | 7 | 0 | #DIV/0!
2013-01-12 | 2013-01-12 03:00 | 2013 | 1 | 12 | 3 | 7 | 0 | #DIV/0!
2013-01-12 | 2013-01-12 04:00 | 2013 | 1 | 12 | 4 | 7 | 0 | #DIV/0!
2013-01-12 | 2013-01-12 05:00 | 2013 | 1 | 12 | 5 | 7 | 0 | #DIV/0!
2013-01-12 | 2013-01-12 06:00 | 2013 | 1 | 12 | 6 | 7 | 0 | #DIV/0!
2013-01-12 | 2013-01-12 07:00 | 2013 | 1 | 12 | 7 | 7 | 0 | #DIV/0!
2013-01-12 | 2013-01-12 08:00 | 2013 | 1 | 12 | 8 | 7 | 0 | #DIV/0!
2013-01-12 | 2013-01-12 09:00 | 2013 | 1 | 12 | 9 | 7 | 0 | #DIV/0!
2013-01-12 | 2013-01-12 10:00 | 2013 | 1 | 12 | 10 | 7 | 0 | #DIV/0!
2013-01-12 | 2013-01-12 11:00 | 2013 | 1 | 12 | 11 | 7 | 0 | #DIV/0!
2013-01-12 | 2013-01-12 12:00 | 2013 | 1 | 12 | 12 | 7 | 0 | #DIV/0!
2013-01-12 | 2013-01-12 13:00 | 2013 | 1 | 12 | 13 | 7 | 0 | #DIV/0!
2013-01-12 | 2013-01-12 14:00 | 2013 | 1 | 12 | 14 | 7 | 0 | #DIV/0!
2013-01-12 | 2013-01-12 15:00 | 2013 | 1 | 12 | 15 | 7 | 0 | #DIV/0!
2013-01-12 | 2013-01-12 16:00 | 2013 | 1 | 12 | 16 | 7 | 0 | #DIV/0!
2013-01-12 | 2013-01-12 17:00 | 2013 | 1 | 12 | 17 | 7 | 0 | #DIV/0!
2013-01-12 | 2013-01-12 18:00 | 2013 | 1 | 12 | 18 | 7 | 0 | #DIV/0!
2013-01-12 | 2013-01-12 19:00 | 2013 | 1 | 12 | 19 | 7 | 0 | #DIV/0!
2013-01-12 | 2013-01-12 20:00 | 2013 | 1 | 12 | 20 | 7 | 0 | #DIV/0!
2013-01-12 | 2013-01-12 21:00 | 2013 | 1 | 12 | 21 | 7 | 0 | #DIV/0!
2013-01-12 | 2013-01-12 22:00 | 2013 | 1 | 12 | 22 | 7 | 0 | #DIV/0!
2013-01-12 | 2013-01-12 23:00 | 2013 | 1 | 12 | 23 | 7 | 0 | #DIV/0!
2013-01-13 | 2013-01-13 | 2013 | 1 | 13 | 24 | 1 | 0 | #DIV/0!
2013-01-13 | 2013-01-13 01:00 | 2013 | 1 | 13 | 1 | 1 | 0 | #DIV/0!
2013-01-13 | 2013-01-13 02:00 | 2013 | 1 | 13 | 2 | 1 | 0 | #DIV/0!
2013-01-13 | 2013-01-13 03:00 | 2013 | 1 | 13 | 3 | 1 | 0 | #DIV/0!
2013-01-13 | 2013-01-13 04:00 | 2013 | 1 | 13 | 4 | 1 | 0 | #DIV/0!
2013-01-13 | 2013-01-13 05:00 | 2013 | 1 | 13 | 5 | 1 | 0 | #DIV/0!
2013-01-13 | 2013-01-13 06:00 | 2013 | 1 | 13 | 6 | 1 | 0 | #DIV/0!
2013-01-13 | 2013-01-13 07:00 | 2013 | 1 | 13 | 7 | 1 | 0 | #DIV/0!
2013-01-13 | 2013-01-13 08:00 | 2013 | 1 | 13 | 8 | 1 | 0 | #DIV/0!
2013-01-13 | 2013-01-13 09:00 | 2013 | 1 | 13 | 9 | 1 | 0 | #DIV/0!
2013-01-13 | 2013-01-13 10:00 | 2013 | 1 | 13 | 10 | 1 | 0 | #DIV/0!
2013-01-13 | 2013-01-13 11:00 | 2013 | 1 | 13 | 11 | 1 | 0 | #DIV/0!
2013-01-13 | 2013-01-13 12:00 | 2013 | 1 | 13 | 12 | 1 | 0 | #DIV/0!
2013-01-13 | 2013-01-13 13:00 | 2013 | 1 | 13 | 13 | 1 | 0 | #DIV/0!
2013-01-13 | 2013-01-13 14:00 | 2013 | 1 | 13 | 14 | 1 | 0 | #DIV/0!
2013-01-13 | 2013-01-13 15:00 | 2013 | 1 | 13 | 15 | 1 | 0 | #DIV/0!
2013-01-13 | 2013-01-13 16:00 | 2013 | 1 | 13 | 16 | 1 | 0 | #DIV/0!
2013-01-13 | 2013-01-13 17:00 | 2013 | 1 | 13 | 17 | 1 | 0 | #DIV/0!
2013-01-13 | 2013-01-13 18:00 | 2013 | 1 | 13 | 18 | 1 | 0 | #DIV/0!
2013-01-13 | 2013-01-13 19:00 | 2013 | 1 | 13 | 19 | 1 | 0 | #DIV/0!
2013-01-13 | 2013-01-13 20:00 | 2013 | 1 | 13 | 20 | 1 | 0 | #DIV/0!
2013-01-13 | 2013-01-13 21:00 | 2013 | 1 | 13 | 21 | 1 | 0 | #DIV/0!
2013-01-13 | 2013-01-13 22:00 | 2013 | 1 | 13 | 22 | 1 | 0 | #DIV/0!
2013-01-13 | 2013-01-13 23:00 | 2013 | 1 | 13 | 23 | 1 | 0 | #DIV/0!
2013-01-14 | 2013-01-14 | 2013 | 1 | 14 | 24 | 2 | 0 | #DIV/0!
2013-01-14 | 2013-01-14 01:00 | 2013 | 1 | 14 | 1 | 2 | 0 | #DIV/0!
2013-01-14 | 2013-01-14 02:00 | 2013 | 1 | 14 | 2 | 2 | 0 | #DIV/0!
2013-01-14 | 2013-01-14 03:00 | 2013 | 1 | 14 | 3 | 2 | 0 | #DIV/0!
2013-01-14 | 2013-01-14 04:00 | 2013 | 1 | 14 | 4 | 2 | 0 | #DIV/0!
2013-01-14 | 2013-01-14 05:00 | 2013 | 1 | 14 | 5 | 2 | 0 | #DIV/0!
2013-01-14 | 2013-01-14 06:00 | 2013 | 1 | 14 | 6 | 2 | 0 | #DIV/0!
2013-01-14 | 2013-01-14 07:00 | 2013 | 1 | 14 | 7 | 2 | 0 | #DIV/0!
2013-01-14 | 2013-01-14 08:00 | 2013 | 1 | 14 | 8 | 2 | 0 | #DIV/0!
2013-01-14 | 2013-01-14 09:00 | 2013 | 1 | 14 | 9 | 2 | 0 | #DIV/0!
2013-01-14 | 2013-01-14 10:00 | 2013 | 1 | 14 | 10 | 2 | 0 | #DIV/0!
2013-01-14 | 2013-01-14 11:00 | 2013 | 1 | 14 | 11 | 2 | 0 | #DIV/0!
2013-01-14 | 2013-01-14 12:00 | 2013 | 1 | 14 | 12 | 2 | 0 | #DIV/0!
2013-01-14 | 2013-01-14 13:00 | 2013 | 1 | 14 | 13 | 2 | 0 | #DIV/0!
2013-01-14 | 2013-01-14 14:00 | 2013 | 1 | 14 | 14 | 2 | 0 | #DIV/0!
2013-01-14 | 2013-01-14 15:00 | 2013 | 1 | 14 | 15 | 2 | 0 | #DIV/0!
2013-01-14 | 2013-01-14 16:00 | 2013 | 1 | 14 | 16 | 2 | 0 | #DIV/0!
2013-01-14 | 2013-01-14 17:00 | 2013 | 1 | 14 | 17 | 2 | 0 | #DIV/0!
2013-01-14 | 2013-01-14 18:00 | 2013 | 1 | 14 | 18 | 2 | 0 | #DIV/0!
2013-01-14 | 2013-01-14 19:00 | 2013 | 1 | 14 | 19 | 2 | 0 | #DIV/0!
2013-01-14 | 2013-01-14 20:00 | 2013 | 1 | 14 | 20 | 2 | 0 | #DIV/0!
2013-01-14 | 2013-01-14 21:00 | 2013 | 1 | 14 | 21 | 2 | 0 | #DIV/0!
2013-01-14 | 2013-01-14 22:00 | 2013 | 1 | 14 | 22 | 2 | 0 | #DIV/0!
2013-01-14 | 2013-01-14 23:00 | 2013 | 1 | 14 | 23 | 2 | 0 | #DIV/0!
2013-01-15 | 2013-01-15 | 2013 | 1 | 15 | 24 | 3 | 0 | #DIV/0!
2013-01-15 | 2013-01-15 01:00 | 2013 | 1 | 15 | 1 | 3 | 0 | #DIV/0!
2013-01-15 | 2013-01-15 02:00 | 2013 | 1 | 15 | 2 | 3 | 0 | #DIV/0!
2013-01-15 | 2013-01-15 03:00 | 2013 | 1 | 15 | 3 | 3 | 0 | #DIV/0!
2013-01-15 | 2013-01-15 04:00 | 2013 | 1 | 15 | 4 | 3 | 0 | #DIV/0!
2013-01-15 | 2013-01-15 05:00 | 2013 | 1 | 15 | 5 | 3 | 0 | #DIV/0!
2013-01-15 | 2013-01-15 06:00 | 2013 | 1 | 15 | 6 | 3 | 0 | #DIV/0!
2013-01-15 | 2013-01-15 07:00 | 2013 | 1 | 15 | 7 | 3 | 0 | #DIV/0!
2013-01-15 | 2013-01-15 08:00 | 2013 | 1 | 15 | 8 | 3 | 0 | #DIV/0!
2013-01-15 | 2013-01-15 09:00 | 2013 | 1 | 15 | 9 | 3 | 0 | #DIV/0!
2013-01-15 | 2013-01-15 10:00 | 2013 | 1 | 15 | 10 | 3 | 0 | #DIV/0!
2013-01-15 | 2013-01-15 11:00 | 2013 | 1 | 15 | 11 | 3 | 0 | #DIV/0!
2013-01-15 | 2013-01-15 12:00 | 2013 | 1 | 15 | 12 | 3 | 0 | #DIV/0!
2013-01-15 | 2013-01-15 13:00 | 2013 | 1 | 15 | 13 | 3 | 0 | #DIV/0!
2013-01-15 | 2013-01-15 14:00 | 2013 | 1 | 15 | 14 | 3 | 0 | #DIV/0!
2013-01-15 | 2013-01-15 15:00 | 2013 | 1 | 15 | 15 | 3 | 0 | #DIV/0!
2013-01-15 | 2013-01-15 16:00 | 2013 | 1 | 15 | 16 | 3 | 0 | #DIV/0!
2013-01-15 | 2013-01-15 17:00 | 2013 | 1 | 15 | 17 | 3 | 0 | #DIV/0!
2013-01-15 | 2013-01-15 18:00 | 2013 | 1 | 15 | 18 | 3 | 0 | #DIV/0!
2013-01-15 | 2013-01-15 19:00 | 2013 | 1 | 15 | 19 | 3 | 0 | #DIV/0!
2013-01-15 | 2013-01-15 20:00 | 2013 | 1 | 15 | 20 | 3 | 0 | #DIV/0!
2013-01-15 | 2013-01-15 21:00 | 2013 | 1 | 15 | 21 | 3 | 0 | #DIV/0!
2013-01-15 | 2013-01-15 22:00 | 2013 | 1 | 15 | 22 | 3 | 0 | #DIV/0!
2013-01-15 | 2013-01-15 23:00 | 2013 | 1 | 15 | 23 | 3 | 0 | #DIV/0!
2013-01-16 | 2013-01-16 | 2013 | 1 | 16 | 24 | 4 | 0 | #DIV/0!
2013-01-16 | 2013-01-16 01:00 | 2013 | 1 | 16 | 1 | 4 | 0 | #DIV/0!
2013-01-16 | 2013-01-16 02:00 | 2013 | 1 | 16 | 2 | 4 | 0 | #DIV/0!
2013-01-16 | 2013-01-16 03:00 | 2013 | 1 | 16 | 3 | 4 | 0 | #DIV/0!
2013-01-16 | 2013-01-16 04:00 | 2013 | 1 | 16 | 4 | 4 | 0 | #DIV/0!
2013-01-16 | 2013-01-16 05:00 | 2013 | 1 | 16 | 5 | 4 | 0 | #DIV/0!
2013-01-16 | 2013-01-16 06:00 | 2013 | 1 | 16 | 6 | 4 | 0 | #DIV/0!
2013-01-16 | 2013-01-16 07:00 | 2013 | 1 | 16 | 7 | 4 | 0 | #DIV/0!
2013-01-16 | 2013-01-16 08:00 | 2013 | 1 | 16 | 8 | 4 | 0 | #DIV/0!
2013-01-16 | 2013-01-16 09:00 | 2013 | 1 | 16 | 9 | 4 | 0 | #DIV/0!
2013-01-16 | 2013-01-16 10:00 | 2013 | 1 | 16 | 10 | 4 | 0 | #DIV/0!
2013-01-16 | 2013-01-16 11:00 | 2013 | 1 | 16 | 11 | 4 | 0 | #DIV/0!
2013-01-16 | 2013-01-16 12:00 | 2013 | 1 | 16 | 12 | 4 | 0 | #DIV/0!
2013-01-16 | 2013-01-16 13:00 | 2013 | 1 | 16 | 13 | 4 | 0 | #DIV/0!
2013-01-16 | 2013-01-16 14:00 | 2013 | 1 | 16 | 14 | 4 | 0 | #DIV/0!
2013-01-16 | 2013-01-16 15:00 | 2013 | 1 | 16 | 15 | 4 | 0 | #DIV/0!
2013-01-16 | 2013-01-16 16:00 | 2013 | 1 | 16 | 16 | 4 | 0 | #DIV/0!
2013-01-16 | 2013-01-16 17:00 | 2013 | 1 | 16 | 17 | 4 | 0 | #DIV/0!
2013-01-16 | 2013-01-16 18:00 | 2013 | 1 | 16 | 18 | 4 | 0 | #DIV/0!
2013-01-16 | 2013-01-16 19:00 | 2013 | 1 | 16 | 19 | 4 | 0 | #DIV/0!
2013-01-16 | 2013-01-16 20:00 | 2013 | 1 | 16 | 20 | 4 | 0 | #DIV/0!
2013-01-16 | 2013-01-16 21:00 | 2013 | 1 | 16 | 21 | 4 | 0 | #DIV/0!
2013-01-16 | 2013-01-16 22:00 | 2013 | 1 | 16 | 22 | 4 | 0 | #DIV/0!
2013-01-16 | 2013-01-16 23:00 | 2013 | 1 | 16 | 23 | 4 | 0 | #DIV/0!
2013-01-17 | 2013-01-17 | 2013 | 1 | 17 | 24 | 5 | 0 | #DIV/0!
2013-01-17 | 2013-01-17 01:00 | 2013 | 1 | 17 | 1 | 5 | 0 | #DIV/0!
2013-01-17 | 2013-01-17 02:00 | 2013 | 1 | 17 | 2 | 5 | 0 | #DIV/0!
2013-01-17 | 2013-01-17 03:00 | 2013 | 1 | 17 | 3 | 5 | 0 | #DIV/0!
2013-01-17 | 2013-01-17 04:00 | 2013 | 1 | 17 | 4 | 5 | 0 | #DIV/0!
2013-01-17 | 2013-01-17 05:00 | 2013 | 1 | 17 | 5 | 5 | 0 | #DIV/0!
2013-01-17 | 2013-01-17 06:00 | 2013 | 1 | 17 | 6 | 5 | 0 | #DIV/0!
2013-01-17 | 2013-01-17 07:00 | 2013 | 1 | 17 | 7 | 5 | 0 | #DIV/0!
2013-01-17 | 2013-01-17 08:00 | 2013 | 1 | 17 | 8 | 5 | 0 | #DIV/0!
2013-01-17 | 2013-01-17 09:00 | 2013 | 1 | 17 | 9 | 5 | 0 | #DIV/0!
2013-01-17 | 2013-01-17 10:00 | 2013 | 1 | 17 | 10 | 5 | 0 | #DIV/0!
2013-01-17 | 2013-01-17 11:00 | 2013 | 1 | 17 | 11 | 5 | 0 | #DIV/0!
2013-01-17 | 2013-01-17 12:00 | 2013 | 1 | 17 | 12 | 5 | 0 | #DIV/0!
2013-01-17 | 2013-01-17 13:00 | 2013 | 1 | 17 | 13 | 5 | 0 | #DIV/0!
2013-01-17 | 2013-01-17 14:00 | 2013 | 1 | 17 | 14 | 5 | 0 | #DIV/0!
2013-01-17 | 2013-01-17 15:00 | 2013 | 1 | 17 | 15 | 5 | 0 | #DIV/0!
2013-01-17 | 2013-01-17 16:00 | 2013 | 1 | 17 | 16 | 5 | 0 | #DIV/0!
2013-01-17 | 2013-01-17 17:00 | 2013 | 1 | 17 | 17 | 5 | 0 | #DIV/0!
2013-01-17 | 2013-01-17 18:00 | 2013 | 1 | 17 | 18 | 5 | 0 | #DIV/0!
2013-01-17 | 2013-01-17 19:00 | 2013 | 1 | 17 | 19 | 5 | 0 | #DIV/0!
2013-01-17 | 2013-01-17 20:00 | 2013 | 1 | 17 | 20 | 5 | 0 | #DIV/0!
2013-01-17 | 2013-01-17 21:00 | 2013 | 1 | 17 | 21 | 5 | 0 | #DIV/0!
2013-01-17 | 2013-01-17 22:00 | 2013 | 1 | 17 | 22 | 5 | 0 | #DIV/0!
2013-01-17 | 2013-01-17 23:00 | 2013 | 1 | 17 | 23 | 5 | 0 | #DIV/0!
2013-01-18 | 2013-01-18 | 2013 | 1 | 18 | 24 | 6 | 0 | #DIV/0!
2013-01-18 | 2013-01-18 01:00 | 2013 | 1 | 18 | 1 | 6 | 0 | #DIV/0!
2013-01-18 | 2013-01-18 02:00 | 2013 | 1 | 18 | 2 | 6 | 0 | #DIV/0!
2013-01-18 | 2013-01-18 03:00 | 2013 | 1 | 18 | 3 | 6 | 0 | #DIV/0!
2013-01-18 | 2013-01-18 04:00 | 2013 | 1 | 18 | 4 | 6 | 0 | #DIV/0!
2013-01-18 | 2013-01-18 05:00 | 2013 | 1 | 18 | 5 | 6 | 0 | #DIV/0!
2013-01-18 | 2013-01-18 06:00 | 2013 | 1 | 18 | 6 | 6 | 0 | #DIV/0!
2013-01-18 | 2013-01-18 07:00 | 2013 | 1 | 18 | 7 | 6 | 0 | #DIV/0!
2013-01-18 | 2013-01-18 08:00 | 2013 | 1 | 18 | 8 | 6 | 0 | #DIV/0!
2013-01-18 | 2013-01-18 09:00 | 2013 | 1 | 18 | 9 | 6 | 0 | #DIV/0!
2013-01-18 | 2013-01-18 10:00 | 2013 | 1 | 18 | 10 | 6 | 0 | #DIV/0!
2013-01-18 | 2013-01-18 11:00 | 2013 | 1 | 18 | 11 | 6 | 0 | #DIV/0!
2013-01-18 | 2013-01-18 12:00 | 2013 | 1 | 18 | 12 | 6 | 0 | #DIV/0!
2013-01-18 | 2013-01-18 13:00 | 2013 | 1 | 18 | 13 | 6 | 0 | #DIV/0!
2013-01-18 | 2013-01-18 14:00 | 2013 | 1 | 18 | 14 | 6 | 0 | #DIV/0!
2013-01-18 | 2013-01-18 15:00 | 2013 | 1 | 18 | 15 | 6 | 0 | #DIV/0!
2013-01-18 | 2013-01-18 16:00 | 2013 | 1 | 18 | 16 | 6 | 0 | #DIV/0!
2013-01-18 | 2013-01-18 17:00 | 2013 | 1 | 18 | 17 | 6 | 0 | #DIV/0!
2013-01-18 | 2013-01-18 18:00 | 2013 | 1 | 18 | 18 | 6 | 0 | #DIV/0!
2013-01-18 | 2013-01-18 19:00 | 2013 | 1 | 18 | 19 | 6 | 0 | #DIV/0!
2013-01-18 | 2013-01-18 20:00 | 2013 | 1 | 18 | 20 | 6 | 0 | #DIV/0!
2013-01-18 | 2013-01-18 21:00 | 2013 | 1 | 18 | 21 | 6 | 0 | #DIV/0!
2013-01-18 | 2013-01-18 22:00 | 2013 | 1 | 18 | 22 | 6 | 0 | #DIV/0!
2013-01-18 | 2013-01-18 23:00 | 2013 | 1 | 18 | 23 | 6 | 0 | #DIV/0!
2013-01-19 | 2013-01-19 | 2013 | 1 | 19 | 24 | 7 | 0 | #DIV/0!
2013-01-19 | 2013-01-19 01:00 | 2013 | 1 | 19 | 1 | 7 | 0 | #DIV/0!
2013-01-19 | 2013-01-19 02:00 | 2013 | 1 | 19 | 2 | 7 | 0 | #DIV/0!
2013-01-19 | 2013-01-19 03:00 | 2013 | 1 | 19 | 3 | 7 | 0 | #DIV/0!
2013-01-19 | 2013-01-19 04:00 | 2013 | 1 | 19 | 4 | 7 | 0 | #DIV/0!
2013-01-19 | 2013-01-19 05:00 | 2013 | 1 | 19 | 5 | 7 | 0 | #DIV/0!
2013-01-19 | 2013-01-19 06:00 | 2013 | 1 | 19 | 6 | 7 | 0 | #DIV/0!
2013-01-19 | 2013-01-19 07:00 | 2013 | 1 | 19 | 7 | 7 | 0 | #DIV/0!
2013-01-19 | 2013-01-19 08:00 | 2013 | 1 | 19 | 8 | 7 | 0 | #DIV/0!
2013-01-19 | 2013-01-19 09:00 | 2013 | 1 | 19 | 9 | 7 | 0 | #DIV/0!
2013-01-19 | 2013-01-19 10:00 | 2013 | 1 | 19 | 10 | 7 | 0 | #DIV/0!
2013-01-19 | 2013-01-19 11:00 | 2013 | 1 | 19 | 11 | 7 | 0 | #DIV/0!
2013-01-19 | 2013-01-19 12:00 | 2013 | 1 | 19 | 12 | 7 | 0 | #DIV/0!
2013-01-19 | 2013-01-19 13:00 | 2013 | 1 | 19 | 13 | 7 | 0 | #DIV/0!
2013-01-19 | 2013-01-19 14:00 | 2013 | 1 | 19 | 14 | 7 | 0 | #DIV/0!
2013-01-19 | 2013-01-19 15:00 | 2013 | 1 | 19 | 15 | 7 | 0 | #DIV/0!
2013-01-19 | 2013-01-19 16:00 | 2013 | 1 | 19 | 16 | 7 | 0 | #DIV/0!
2013-01-19 | 2013-01-19 17:00 | 2013 | 1 | 19 | 17 | 7 | 0 | #DIV/0!
2013-01-19 | 2013-01-19 18:00 | 2013 | 1 | 19 | 18 | 7 | 0 | #DIV/0!
2013-01-19 | 2013-01-19 19:00 | 2013 | 1 | 19 | 19 | 7 | 0 | #DIV/0!
2013-01-19 | 2013-01-19 20:00 | 2013 | 1 | 19 | 20 | 7 | 0 | #DIV/0!
2013-01-19 | 2013-01-19 21:00 | 2013 | 1 | 19 | 21 | 7 | 0 | #DIV/0!
2013-01-19 | 2013-01-19 22:00 | 2013 | 1 | 19 | 22 | 7 | 0 | #DIV/0!
2013-01-19 | 2013-01-19 23:00 | 2013 | 1 | 19 | 23 | 7 | 0 | #DIV/0!
2013-01-20 | 2013-01-20 | 2013 | 1 | 20 | 24 | 1 | 0 | #DIV/0!
2013-01-20 | 2013-01-20 01:00 | 2013 | 1 | 20 | 1 | 1 | 0 | #DIV/0!
2013-01-20 | 2013-01-20 02:00 | 2013 | 1 | 20 | 2 | 1 | 0 | #DIV/0!
2013-01-20 | 2013-01-20 03:00 | 2013 | 1 | 20 | 3 | 1 | 0 | #DIV/0!
2013-01-20 | 2013-01-20 04:00 | 2013 | 1 | 20 | 4 | 1 | 0 | #DIV/0!
2013-01-20 | 2013-01-20 05:00 | 2013 | 1 | 20 | 5 | 1 | 0 | #DIV/0!
2013-01-20 | 2013-01-20 06:00 | 2013 | 1 | 20 | 6 | 1 | 0 | #DIV/0!
2013-01-20 | 2013-01-20 07:00 | 2013 | 1 | 20 | 7 | 1 | 0 | #DIV/0!
2013-01-20 | 2013-01-20 08:00 | 2013 | 1 | 20 | 8 | 1 | 0 | #DIV/0!
2013-01-20 | 2013-01-20 09:00 | 2013 | 1 | 20 | 9 | 1 | 0 | #DIV/0!
2013-01-20 | 2013-01-20 10:00 | 2013 | 1 | 20 | 10 | 1 | 0 | #DIV/0!
2013-01-20 | 2013-01-20 11:00 | 2013 | 1 | 20 | 11 | 1 | 0 | #DIV/0!
2013-01-20 | 2013-01-20 12:00 | 2013 | 1 | 20 | 12 | 1 | 0 | #DIV/0!
2013-01-20 | 2013-01-20 13:00 | 2013 | 1 | 20 | 13 | 1 | 0 | #DIV/0!
2013-01-20 | 2013-01-20 14:00 | 2013 | 1 | 20 | 14 | 1 | 0 | #DIV/0!
2013-01-20 | 2013-01-20 15:00 | 2013 | 1 | 20 | 15 | 1 | 0 | #DIV/0!
2013-01-20 | 2013-01-20 16:00 | 2013 | 1 | 20 | 16 | 1 | 0 | #DIV/0!
2013-01-20 | 2013-01-20 17:00 | 2013 | 1 | 20 | 17 | 1 | 0 | #DIV/0!
2013-01-20 | 2013-01-20 18:00 | 2013 | 1 | 20 | 18 | 1 | 0 | #DIV/0!
2013-01-20 | 2013-01-20 19:00 | 2013 | 1 | 20 | 19 | 1 | 0 | #DIV/0!
2013-01-20 | 2013-01-20 20:00 | 2013 | 1 | 20 | 20 | 1 | 0 | #DIV/0!
2013-01-20 | 2013-01-20 21:00 | 2013 | 1 | 20 | 21 | 1 | 0 | #DIV/0!
2013-01-20 | 2013-01-20 22:00 | 2013 | 1 | 20 | 22 | 1 | 0 | #DIV/0!
2013-01-20 | 2013-01-20 23:00 | 2013 | 1 | 20 | 23 | 1 | 0 | #DIV/0!
2013-01-21 | 2013-01-21 | 2013 | 1 | 21 | 24 | 2 | 0 | #DIV/0!
2013-01-21 | 2013-01-21 01:00 | 2013 | 1 | 21 | 1 | 2 | 0 | #DIV/0!
2013-01-21 | 2013-01-21 02:00 | 2013 | 1 | 21 | 2 | 2 | 0 | #DIV/0!
2013-01-21 | 2013-01-21 03:00 | 2013 | 1 | 21 | 3 | 2 | 0 | #DIV/0!
2013-01-21 | 2013-01-21 04:00 | 2013 | 1 | 21 | 4 | 2 | 0 | #DIV/0!
2013-01-21 | 2013-01-21 05:00 | 2013 | 1 | 21 | 5 | 2 | 0 | #DIV/0!
2013-01-21 | 2013-01-21 06:00 | 2013 | 1 | 21 | 6 | 2 | 0 | #DIV/0!
2013-01-21 | 2013-01-21 07:00 | 2013 | 1 | 21 | 7 | 2 | 0 | #DIV/0!
2013-01-21 | 2013-01-21 08:00 | 2013 | 1 | 21 | 8 | 2 | 0 | #DIV/0!
2013-01-21 | 2013-01-21 09:00 | 2013 | 1 | 21 | 9 | 2 | 0 | #DIV/0!
2013-01-21 | 2013-01-21 10:00 | 2013 | 1 | 21 | 10 | 2 | 0 | #DIV/0!
2013-01-21 | 2013-01-21 11:00 | 2013 | 1 | 21 | 11 | 2 | 0 | #DIV/0!
2013-01-21 | 2013-01-21 12:00 | 2013 | 1 | 21 | 12 | 2 | 0 | #DIV/0!
2013-01-21 | 2013-01-21 13:00 | 2013 | 1 | 21 | 13 | 2 | 0 | #DIV/0!
2013-01-21 | 2013-01-21 14:00 | 2013 | 1 | 21 | 14 | 2 | 0 | #DIV/0!
2013-01-21 | 2013-01-21 15:00 | 2013 | 1 | 21 | 15 | 2 | 0 | #DIV/0!
2013-01-21 | 2013-01-21 16:00 | 2013 | 1 | 21 | 16 | 2 | 0 | #DIV/0!
2013-01-21 | 2013-01-21 17:00 | 2013 | 1 | 21 | 17 | 2 | 0 | #DIV/0!
2013-01-21 | 2013-01-21 18:00 | 2013 | 1 | 21 | 18 | 2 | 0 | #DIV/0!
2013-01-21 | 2013-01-21 19:00 | 2013 | 1 | 21 | 19 | 2 | 0 | #DIV/0!
2013-01-21 | 2013-01-21 20:00 | 2013 | 1 | 21 | 20 | 2 | 0 | #DIV/0!
2013-01-21 | 2013-01-21 21:00 | 2013 | 1 | 21 | 21 | 2 | 0 | #DIV/0!
2013-01-21 | 2013-01-21 22:00 | 2013 | 1 | 21 | 22 | 2 | 0 | #DIV/0!
2013-01-21 | 2013-01-21 23:00 | 2013 | 1 | 21 | 23 | 2 | 0 | #DIV/0!
2013-01-22 | 2013-01-22 | 2013 | 1 | 22 | 24 | 3 | 0 | #DIV/0!
2013-01-22 | 2013-01-22 01:00 | 2013 | 1 | 22 | 1 | 3 | 0 | #DIV/0!
2013-01-22 | 2013-01-22 02:00 | 2013 | 1 | 22 | 2 | 3 | 0 | #DIV/0!
2013-01-22 | 2013-01-22 03:00 | 2013 | 1 | 22 | 3 | 3 | 0 | #DIV/0!
2013-01-22 | 2013-01-22 04:00 | 2013 | 1 | 22 | 4 | 3 | 0 | #DIV/0!
2013-01-22 | 2013-01-22 05:00 | 2013 | 1 | 22 | 5 | 3 | 0 | #DIV/0!
2013-01-22 | 2013-01-22 06:00 | 2013 | 1 | 22 | 6 | 3 | 0 | #DIV/0!
2013-01-22 | 2013-01-22 07:00 | 2013 | 1 | 22 | 7 | 3 | 0 | #DIV/0!
2013-01-22 | 2013-01-22 08:00 | 2013 | 1 | 22 | 8 | 3 | 0 | #DIV/0!
2013-01-22 | 2013-01-22 09:00 | 2013 | 1 | 22 | 9 | 3 | 0 | #DIV/0!
2013-01-22 | 2013-01-22 10:00 | 2013 | 1 | 22 | 10 | 3 | 0 | #DIV/0!
2013-01-22 | 2013-01-22 11:00 | 2013 | 1 | 22 | 11 | 3 | 0 | #DIV/0!
2013-01-22 | 2013-01-22 12:00 | 2013 | 1 | 22 | 12 | 3 | 0 | #DIV/0!
2013-01-22 | 2013-01-22 13:00 | 2013 | 1 | 22 | 13 | 3 | 0 | #DIV/0!
2013-01-22 | 2013-01-22 14:00 | 2013 | 1 | 22 | 14 | 3 | 0 | #DIV/0!
2013-01-22 | 2013-01-22 15:00 | 2013 | 1 | 22 | 15 | 3 | 0 | #DIV/0!
2013-01-22 | 2013-01-22 16:00 | 2013 | 1 | 22 | 16 | 3 | 0 | #DIV/0!
2013-01-22 | 2013-01-22 17:00 | 2013 | 1 | 22 | 17 | 3 | 0 | #DIV/0!
2013-01-22 | 2013-01-22 18:00 | 2013 | 1 | 22 | 18 | 3 | 0 | #DIV/0!
2013-01-22 | 2013-01-22 19:00 | 2013 | 1 | 22 | 19 | 3 | 0 | #DIV/0!
2013-01-22 | 2013-01-22 20:00 | 2013 | 1 | 22 | 20 | 3 | 0 | #DIV/0!
2013-01-22 | 2013-01-22 21:00 | 2013 | 1 | 22 | 21 | 3 | 0 | #DIV/0!
2013-01-22 | 2013-01-22 22:00 | 2013 | 1 | 22 | 22 | 3 | 0 | #DIV/0!
2013-01-22 | 2013-01-22 23:00 | 2013 | 1 | 22 | 23 | 3 | 0 | #DIV/0!
2013-01-23 | 2013-01-23 | 2013 | 1 | 23 | 24 | 4 | 0 | #DIV/0!
2013-01-23 | 2013-01-23 01:00 | 2013 | 1 | 23 | 1 | 4 | 0 | #DIV/0!
2013-01-23 | 2013-01-23 02:00 | 2013 | 1 | 23 | 2 | 4 | 0 | #DIV/0!
2013-01-23 | 2013-01-23 03:00 | 2013 | 1 | 23 | 3 | 4 | 0 | #DIV/0!
2013-01-23 | 2013-01-23 04:00 | 2013 | 1 | 23 | 4 | 4 | 0 | #DIV/0!
2013-01-23 | 2013-01-23 05:00 | 2013 | 1 | 23 | 5 | 4 | 0 | #DIV/0!
2013-01-23 | 2013-01-23 06:00 | 2013 | 1 | 23 | 6 | 4 | 0 | #DIV/0!
2013-01-23 | 2013-01-23 07:00 | 2013 | 1 | 23 | 7 | 4 | 0 | #DIV/0!
2013-01-23 | 2013-01-23 08:00 | 2013 | 1 | 23 | 8 | 4 | 0 | #DIV/0!
2013-01-23 | 2013-01-23 09:00 | 2013 | 1 | 23 | 9 | 4 | 0 | #DIV/0!
2013-01-23 | 2013-01-23 10:00 | 2013 | 1 | 23 | 10 | 4 | 0 | #DIV/0!
2013-01-23 | 2013-01-23 11:00 | 2013 | 1 | 23 | 11 | 4 | 0 | #DIV/0!
2013-01-23 | 2013-01-23 12:00 | 2013 | 1 | 23 | 12 | 4 | 0 | #DIV/0!
2013-01-23 | 2013-01-23 13:00 | 2013 | 1 | 23 | 13 | 4 | 0 | #DIV/0!
2013-01-23 | 2013-01-23 14:00 | 2013 | 1 | 23 | 14 | 4 | 0 | #DIV/0!
2013-01-23 | 2013-01-23 15:00 | 2013 | 1 | 23 | 15 | 4 | 0 | #DIV/0!
2013-01-23 | 2013-01-23 16:00 | 2013 | 1 | 23 | 16 | 4 | 0 | #DIV/0!
2013-01-23 | 2013-01-23 17:00 | 2013 | 1 | 23 | 17 | 4 | 0 | #DIV/0!
2013-01-23 | 2013-01-23 18:00 | 2013 | 1 | 23 | 18 | 4 | 0 | #DIV/0!
2013-01-23 | 2013-01-23 19:00 | 2013 | 1 | 23 | 19 | 4 | 0 | #DIV/0!
2013-01-23 | 2013-01-23 20:00 | 2013 | 1 | 23 | 20 | 4 | 0 | #DIV/0!
2013-01-23 | 2013-01-23 21:00 | 2013 | 1 | 23 | 21 | 4 | 0 | #DIV/0!
2013-01-23 | 2013-01-23 22:00 | 2013 | 1 | 23 | 22 | 4 | 0 | #DIV/0!
2013-01-23 | 2013-01-23 23:00 | 2013 | 1 | 23 | 23 | 4 | 0 | #DIV/0!
2013-01-24 | 2013-01-24 | 2013 | 1 | 24 | 24 | 5 | 0 | #DIV/0!
2013-01-24 | 2013-01-24 01:00 | 2013 | 1 | 24 | 1 | 5 | 0 | #DIV/0!
2013-01-24 | 2013-01-24 02:00 | 2013 | 1 | 24 | 2 | 5 | 0 | #DIV/0!
2013-01-24 | 2013-01-24 03:00 | 2013 | 1 | 24 | 3 | 5 | 0 | #DIV/0!
2013-01-24 | 2013-01-24 04:00 | 2013 | 1 | 24 | 4 | 5 | 0 | #DIV/0!
2013-01-24 | 2013-01-24 05:00 | 2013 | 1 | 24 | 5 | 5 | 0 | #DIV/0!
2013-01-24 | 2013-01-24 06:00 | 2013 | 1 | 24 | 6 | 5 | 0 | #DIV/0!
2013-01-24 | 2013-01-24 07:00 | 2013 | 1 | 24 | 7 | 5 | 0 | #DIV/0!
2013-01-24 | 2013-01-24 08:00 | 2013 | 1 | 24 | 8 | 5 | 0 | #DIV/0!
2013-01-24 | 2013-01-24 09:00 | 2013 | 1 | 24 | 9 | 5 | 0 | #DIV/0!
2013-01-24 | 2013-01-24 10:00 | 2013 | 1 | 24 | 10 | 5 | 0 | #DIV/0!
2013-01-24 | 2013-01-24 11:00 | 2013 | 1 | 24 | 11 | 5 | 0 | #DIV/0!
2013-01-24 | 2013-01-24 12:00 | 2013 | 1 | 24 | 12 | 5 | 0 | #DIV/0!
2013-01-24 | 2013-01-24 13:00 | 2013 | 1 | 24 | 13 | 5 | 0 | #DIV/0!
2013-01-24 | 2013-01-24 14:00 | 2013 | 1 | 24 | 14 | 5 | 0 | #DIV/0!
2013-01-24 | 2013-01-24 15:00 | 2013 | 1 | 24 | 15 | 5 | 0 | #DIV/0!
2013-01-24 | 2013-01-24 16:00 | 2013 | 1 | 24 | 16 | 5 | 0 | #DIV/0!
2013-01-24 | 2013-01-24 17:00 | 2013 | 1 | 24 | 17 | 5 | 0 | #DIV/0!
2013-01-24 | 2013-01-24 18:00 | 2013 | 1 | 24 | 18 | 5 | 0 | #DIV/0!
2013-01-24 | 2013-01-24 19:00 | 2013 | 1 | 24 | 19 | 5 | 0 | #DIV/0!
2013-01-24 | 2013-01-24 20:00 | 2013 | 1 | 24 | 20 | 5 | 0 | #DIV/0!
2013-01-24 | 2013-01-24 21:00 | 2013 | 1 | 24 | 21 | 5 | 0 | #DIV/0!
2013-01-24 | 2013-01-24 22:00 | 2013 | 1 | 24 | 22 | 5 | 0 | #DIV/0!
2013-01-24 | 2013-01-24 23:00 | 2013 | 1 | 24 | 23 | 5 | 0 | #DIV/0!
2013-01-25 | 2013-01-25 | 2013 | 1 | 25 | 24 | 6 | 0 | #DIV/0!
2013-01-25 | 2013-01-25 01:00 | 2013 | 1 | 25 | 1 | 6 | 0 | #DIV/0!
2013-01-25 | 2013-01-25 02:00 | 2013 | 1 | 25 | 2 | 6 | 0 | #DIV/0!
2013-01-25 | 2013-01-25 03:00 | 2013 | 1 | 25 | 3 | 6 | 0 | #DIV/0!
2013-01-25 | 2013-01-25 04:00 | 2013 | 1 | 25 | 4 | 6 | 0 | #DIV/0!
2013-01-25 | 2013-01-25 05:00 | 2013 | 1 | 25 | 5 | 6 | 0 | #DIV/0!
2013-01-25 | 2013-01-25 06:00 | 2013 | 1 | 25 | 6 | 6 | 0 | #DIV/0!
2013-01-25 | 2013-01-25 07:00 | 2013 | 1 | 25 | 7 | 6 | 0 | #DIV/0!
2013-01-25 | 2013-01-25 08:00 | 2013 | 1 | 25 | 8 | 6 | 0 | #DIV/0!
2013-01-25 | 2013-01-25 09:00 | 2013 | 1 | 25 | 9 | 6 | 0 | #DIV/0!
2013-01-25 | 2013-01-25 10:00 | 2013 | 1 | 25 | 10 | 6 | 0 | #DIV/0!
2013-01-25 | 2013-01-25 11:00 | 2013 | 1 | 25 | 11 | 6 | 0 | #DIV/0!
2013-01-25 | 2013-01-25 12:00 | 2013 | 1 | 25 | 12 | 6 | 0 | #DIV/0!
2013-01-25 | 2013-01-25 13:00 | 2013 | 1 | 25 | 13 | 6 | 0 | #DIV/0!
2013-01-25 | 2013-01-25 14:00 | 2013 | 1 | 25 | 14 | 6 | 0 | #DIV/0!
2013-01-25 | 2013-01-25 15:00 | 2013 | 1 | 25 | 15 | 6 | 0 | #DIV/0!
2013-01-25 | 2013-01-25 16:00 | 2013 | 1 | 25 | 16 | 6 | 0 | #DIV/0!
2013-01-25 | 2013-01-25 17:00 | 2013 | 1 | 25 | 17 | 6 | 0 | #DIV/0!
2013-01-25 | 2013-01-25 18:00 | 2013 | 1 | 25 | 18 | 6 | 0 | #DIV/0!
2013-01-25 | 2013-01-25 19:00 | 2013 | 1 | 25 | 19 | 6 | 0 | #DIV/0!
2013-01-25 | 2013-01-25 20:00 | 2013 | 1 | 25 | 20 | 6 | 0 | #DIV/0!
2013-01-25 | 2013-01-25 21:00 | 2013 | 1 | 25 | 21 | 6 | 0 | #DIV/0!
2013-01-25 | 2013-01-25 22:00 | 2013 | 1 | 25 | 22 | 6 | 0 | #DIV/0!
2013-01-25 | 2013-01-25 23:00 | 2013 | 1 | 25 | 23 | 6 | 0 | #DIV/0!
2013-01-26 | 2013-01-26 | 2013 | 1 | 26 | 24 | 7 | 0 | #DIV/0!
2013-01-26 | 2013-01-26 01:00 | 2013 | 1 | 26 | 1 | 7 | 0 | #DIV/0!
2013-01-26 | 2013-01-26 02:00 | 2013 | 1 | 26 | 2 | 7 | 0 | #DIV/0!
2013-01-26 | 2013-01-26 03:00 | 2013 | 1 | 26 | 3 | 7 | 0 | #DIV/0!
2013-01-26 | 2013-01-26 04:00 | 2013 | 1 | 26 | 4 | 7 | 0 | #DIV/0!
2013-01-26 | 2013-01-26 05:00 | 2013 | 1 | 26 | 5 | 7 | 0 | #DIV/0!
2013-01-26 | 2013-01-26 06:00 | 2013 | 1 | 26 | 6 | 7 | 0 | #DIV/0!
2013-01-26 | 2013-01-26 07:00 | 2013 | 1 | 26 | 7 | 7 | 0 | #DIV/0!
2013-01-26 | 2013-01-26 08:00 | 2013 | 1 | 26 | 8 | 7 | 0 | #DIV/0!
2013-01-26 | 2013-01-26 09:00 | 2013 | 1 | 26 | 9 | 7 | 0 | #DIV/0!
2013-01-26 | 2013-01-26 10:00 | 2013 | 1 | 26 | 10 | 7 | 0 | #DIV/0!
2013-01-26 | 2013-01-26 11:00 | 2013 | 1 | 26 | 11 | 7 | 0 | #DIV/0!
2013-01-26 | 2013-01-26 12:00 | 2013 | 1 | 26 | 12 | 7 | 0 | #DIV/0!
2013-01-26 | 2013-01-26 13:00 | 2013 | 1 | 26 | 13 | 7 | 0 | #DIV/0!
2013-01-26 | 2013-01-26 14:00 | 2013 | 1 | 26 | 14 | 7 | 0 | #DIV/0!
2013-01-26 | 2013-01-26 15:00 | 2013 | 1 | 26 | 15 | 7 | 0 | #DIV/0!
2013-01-26 | 2013-01-26 16:00 | 2013 | 1 | 26 | 16 | 7 | 0 | #DIV/0!
2013-01-26 | 2013-01-26 17:00 | 2013 | 1 | 26 | 17 | 7 | 0 | #DIV/0!
2013-01-26 | 2013-01-26 18:00 | 2013 | 1 | 26 | 18 | 7 | 0 | #DIV/0!
2013-01-26 | 2013-01-26 19:00 | 2013 | 1 | 26 | 19 | 7 | 0 | #DIV/0!
2013-01-26 | 2013-01-26 20:00 | 2013 | 1 | 26 | 20 | 7 | 0 | #DIV/0!
2013-01-26 | 2013-01-26 21:00 | 2013 | 1 | 26 | 21 | 7 | 0 | #DIV/0!
2013-01-26 | 2013-01-26 22:00 | 2013 | 1 | 26 | 22 | 7 | 0 | #DIV/0!
2013-01-26 | 2013-01-26 23:00 | 2013 | 1 | 26 | 23 | 7 | 0 | #DIV/0!
2013-01-27 | 2013-01-27 | 2013 | 1 | 27 | 24 | 1 | 0 | #DIV/0!
2013-01-27 | 2013-01-27 01:00 | 2013 | 1 | 27 | 1 | 1 | 0 | #DIV/0!
2013-01-27 | 2013-01-27 02:00 | 2013 | 1 | 27 | 2 | 1 | 0 | #DIV/0!
2013-01-27 | 2013-01-27 03:00 | 2013 | 1 | 27 | 3 | 1 | 0 | #DIV/0!
2013-01-27 | 2013-01-27 04:00 | 2013 | 1 | 27 | 4 | 1 | 0 | #DIV/0!
2013-01-27 | 2013-01-27 05:00 | 2013 | 1 | 27 | 5 | 1 | 0 | #DIV/0!
2013-01-27 | 2013-01-27 06:00 | 2013 | 1 | 27 | 6 | 1 | 0 | #DIV/0!
2013-01-27 | 2013-01-27 07:00 | 2013 | 1 | 27 | 7 | 1 | 0 | #DIV/0!
2013-01-27 | 2013-01-27 08:00 | 2013 | 1 | 27 | 8 | 1 | 0 | #DIV/0!
2013-01-27 | 2013-01-27 09:00 | 2013 | 1 | 27 | 9 | 1 | 0 | #DIV/0!
2013-01-27 | 2013-01-27 10:00 | 2013 | 1 | 27 | 10 | 1 | 0 | #DIV/0!
2013-01-27 | 2013-01-27 11:00 | 2013 | 1 | 27 | 11 | 1 | 0 | #DIV/0!
2013-01-27 | 2013-01-27 12:00 | 2013 | 1 | 27 | 12 | 1 | 0 | #DIV/0!
2013-01-27 | 2013-01-27 13:00 | 2013 | 1 | 27 | 13 | 1 | 0 | #DIV/0!
2013-01-27 | 2013-01-27 14:00 | 2013 | 1 | 27 | 14 | 1 | 0 | #DIV/0!
2013-01-27 | 2013-01-27 15:00 | 2013 | 1 | 27 | 15 | 1 | 0 | #DIV/0!
2013-01-27 | 2013-01-27 16:00 | 2013 | 1 | 27 | 16 | 1 | 0 | #DIV/0!
2013-01-27 | 2013-01-27 17:00 | 2013 | 1 | 27 | 17 | 1 | 0 | #DIV/0!
2013-01-27 | 2013-01-27 18:00 | 2013 | 1 | 27 | 18 | 1 | 0 | #DIV/0!
2013-01-27 | 2013-01-27 19:00 | 2013 | 1 | 27 | 19 | 1 | 0 | #DIV/0!
2013-01-27 | 2013-01-27 20:00 | 2013 | 1 | 27 | 20 | 1 | 0 | #DIV/0!
2013-01-27 | 2013-01-27 21:00 | 2013 | 1 | 27 | 21 | 1 | 0 | #DIV/0!
2013-01-27 | 2013-01-27 22:00 | 2013 | 1 | 27 | 22 | 1 | 0 | #DIV/0!
2013-01-27 | 2013-01-27 23:00 | 2013 | 1 | 27 | 23 | 1 | 0 | #DIV/0!
2013-01-28 | 2013-01-28 | 2013 | 1 | 28 | 24 | 2 | 0 | #DIV/0!
2013-01-28 | 2013-01-28 01:00 | 2013 | 1 | 28 | 1 | 2 | 0 | #DIV/0!
2013-01-28 | 2013-01-28 02:00 | 2013 | 1 | 28 | 2 | 2 | 0 | #DIV/0!
2013-01-28 | 2013-01-28 03:00 | 2013 | 1 | 28 | 3 | 2 | 0 | #DIV/0!
2013-01-28 | 2013-01-28 04:00 | 2013 | 1 | 28 | 4 | 2 | 0 | #DIV/0!
2013-01-28 | 2013-01-28 05:00 | 2013 | 1 | 28 | 5 | 2 | 0 | #DIV/0!
2013-01-28 | 2013-01-28 06:00 | 2013 | 1 | 28 | 6 | 2 | 0 | #DIV/0!
2013-01-28 | 2013-01-28 07:00 | 2013 | 1 | 28 | 7 | 2 | 0 | #DIV/0!
2013-01-28 | 2013-01-28 08:00 | 2013 | 1 | 28 | 8 | 2 | 0 | #DIV/0!
2013-01-28 | 2013-01-28 09:00 | 2013 | 1 | 28 | 9 | 2 | 0 | #DIV/0!
2013-01-28 | 2013-01-28 10:00 | 2013 | 1 | 28 | 10 | 2 | 0 | #DIV/0!
2013-01-28 | 2013-01-28 11:00 | 2013 | 1 | 28 | 11 | 2 | 0 | #DIV/0!
2013-01-28 | 2013-01-28 12:00 | 2013 | 1 | 28 | 12 | 2 | 0 | #DIV/0!
2013-01-28 | 2013-01-28 13:00 | 2013 | 1 | 28 | 13 | 2 | 0 | #DIV/0!
2013-01-28 | 2013-01-28 14:00 | 2013 | 1 | 28 | 14 | 2 | 0 | #DIV/0!
2013-01-28 | 2013-01-28 15:00 | 2013 | 1 | 28 | 15 | 2 | 0 | #DIV/0!
2013-01-28 | 2013-01-28 16:00 | 2013 | 1 | 28 | 16 | 2 | 0 | #DIV/0!
2013-01-28 | 2013-01-28 17:00 | 2013 | 1 | 28 | 17 | 2 | 0 | #DIV/0!
2013-01-28 | 2013-01-28 18:00 | 2013 | 1 | 28 | 18 | 2 | 0 | #DIV/0!
2013-01-28 | 2013-01-28 19:00 | 2013 | 1 | 28 | 19 | 2 | 0 | #DIV/0!
2013-01-28 | 2013-01-28 20:00 | 2013 | 1 | 28 | 20 | 2 | 0 | #DIV/0!
2013-01-28 | 2013-01-28 21:00 | 2013 | 1 | 28 | 21 | 2 | 0 | #DIV/0!
2013-01-28 | 2013-01-28 22:00 | 2013 | 1 | 28 | 22 | 2 | 0 | #DIV/0!
2013-01-28 | 2013-01-28 23:00 | 2013 | 1 | 28 | 23 | 2 | 0 | #DIV/0!
2013-01-29 | 2013-01-29 | 2013 | 1 | 29 | 24 | 3 | 0 | #DIV/0!
2013-01-29 | 2013-01-29 01:00 | 2013 | 1 | 29 | 1 | 3 | 0 | #DIV/0!
2013-01-29 | 2013-01-29 02:00 | 2013 | 1 | 29 | 2 | 3 | 0 | #DIV/0!
2013-01-29 | 2013-01-29 03:00 | 2013 | 1 | 29 | 3 | 3 | 0 | #DIV/0!
2013-01-29 | 2013-01-29 04:00 | 2013 | 1 | 29 | 4 | 3 | 0 | #DIV/0!
2013-01-29 | 2013-01-29 05:00 | 2013 | 1 | 29 | 5 | 3 | 0 | #DIV/0!
2013-01-29 | 2013-01-29 06:00 | 2013 | 1 | 29 | 6 | 3 | 0 | #DIV/0!
2013-01-29 | 2013-01-29 07:00 | 2013 | 1 | 29 | 7 | 3 | 0 | #DIV/0!
2013-01-29 | 2013-01-29 08:00 | 2013 | 1 | 29 | 8 | 3 | 0 | #DIV/0!
2013-01-29 | 2013-01-29 09:00 | 2013 | 1 | 29 | 9 | 3 | 0 | #DIV/0!
2013-01-29 | 2013-01-29 10:00 | 2013 | 1 | 29 | 10 | 3 | 0 | #DIV/0!
2013-01-29 | 2013-01-29 11:00 | 2013 | 1 | 29 | 11 | 3 | 0 | #DIV/0!
2013-01-29 | 2013-01-29 12:00 | 2013 | 1 | 29 | 12 | 3 | 0 | #DIV/0!
2013-01-29 | 2013-01-29 13:00 | 2013 | 1 | 29 | 13 | 3 | 0 | #DIV/0!
2013-01-29 | 2013-01-29 14:00 | 2013 | 1 | 29 | 14 | 3 | 0 | #DIV/0!
2013-01-29 | 2013-01-29 15:00 | 2013 | 1 | 29 | 15 | 3 | 0 | #DIV/0!
2013-01-29 | 2013-01-29 16:00 | 2013 | 1 | 29 | 16 | 3 | 0 | #DIV/0!
2013-01-29 | 2013-01-29 17:00 | 2013 | 1 | 29 | 17 | 3 | 0 | #DIV/0!
2013-01-29 | 2013-01-29 18:00 | 2013 | 1 | 29 | 18 | 3 | 0 | #DIV/0!
2013-01-29 | 2013-01-29 19:00 | 2013 | 1 | 29 | 19 | 3 | 0 | #DIV/0!
2013-01-29 | 2013-01-29 20:00 | 2013 | 1 | 29 | 20 | 3 | 0 | #DIV/0!
2013-01-29 | 2013-01-29 21:00 | 2013 | 1 | 29 | 21 | 3 | 0 | #DIV/0!
2013-01-29 | 2013-01-29 22:00 | 2013 | 1 | 29 | 22 | 3 | 0 | #DIV/0!
2013-01-29 | 2013-01-29 23:00 | 2013 | 1 | 29 | 23 | 3 | 0 | #DIV/0!
2013-01-30 | 2013-01-30 | 2013 | 1 | 30 | 24 | 4 | 0 | #DIV/0!
2013-01-30 | 2013-01-30 01:00 | 2013 | 1 | 30 | 1 | 4 | 0 | #DIV/0!
2013-01-30 | 2013-01-30 02:00 | 2013 | 1 | 30 | 2 | 4 | 0 | #DIV/0!
2013-01-30 | 2013-01-30 03:00 | 2013 | 1 | 30 | 3 | 4 | 0 | #DIV/0!
2013-01-30 | 2013-01-30 04:00 | 2013 | 1 | 30 | 4 | 4 | 0 | #DIV/0!
2013-01-30 | 2013-01-30 05:00 | 2013 | 1 | 30 | 5 | 4 | 0 | #DIV/0!
2013-01-30 | 2013-01-30 06:00 | 2013 | 1 | 30 | 6 | 4 | 0 | #DIV/0!
2013-01-30 | 2013-01-30 07:00 | 2013 | 1 | 30 | 7 | 4 | 0 | #DIV/0!
2013-01-30 | 2013-01-30 08:00 | 2013 | 1 | 30 | 8 | 4 | 0 | #DIV/0!
2013-01-30 | 2013-01-30 09:00 | 2013 | 1 | 30 | 9 | 4 | 0 | #DIV/0!
2013-01-30 | 2013-01-30 10:00 | 2013 | 1 | 30 | 10 | 4 | 0 | #DIV/0!
2013-01-30 | 2013-01-30 11:00 | 2013 | 1 | 30 | 11 | 4 | 0 | #DIV/0!
2013-01-30 | 2013-01-30 12:00 | 2013 | 1 | 30 | 12 | 4 | 0 | #DIV/0!
2013-01-30 | 2013-01-30 13:00 | 2013 | 1 | 30 | 13 | 4 | 0 | #DIV/0!
2013-01-30 | 2013-01-30 14:00 | 2013 | 1 | 30 | 14 | 4 | 0 | #DIV/0!
2013-01-30 | 2013-01-30 15:00 | 2013 | 1 | 30 | 15 | 4 | 0 | #DIV/0!
2013-01-30 | 2013-01-30 16:00 | 2013 | 1 | 30 | 16 | 4 | 0 | #DIV/0!
2013-01-30 | 2013-01-30 17:00 | 2013 | 1 | 30 | 17 | 4 | 0 | #DIV/0!
2013-01-30 | 2013-01-30 18:00 | 2013 | 1 | 30 | 18 | 4 | 0 | #DIV/0!
2013-01-30 | 2013-01-30 19:00 | 2013 | 1 | 30 | 19 | 4 | 0 | #DIV/0!
2013-01-30 | 2013-01-30 20:00 | 2013 | 1 | 30 | 20 | 4 | 0 | #DIV/0!
2013-01-30 | 2013-01-30 21:00 | 2013 | 1 | 30 | 21 | 4 | 0 | #DIV/0!
2013-01-30 | 2013-01-30 22:00 | 2013 | 1 | 30 | 22 | 4 | 0 | #DIV/0!
2013-01-30 | 2013-01-30 23:00 | 2013 | 1 | 30 | 23 | 4 | 0 | #DIV/0!
2013-01-31 | 2013-01-31 | 2013 | 1 | 31 | 24 | 5 | 0 | #DIV/0!
2013-01-31 | 2013-01-31 01:00 | 2013 | 1 | 31 | 1 | 5 | 0 | #DIV/0!
2013-01-31 | 2013-01-31 02:00 | 2013 | 1 | 31 | 2 | 5 | 0 | #DIV/0!
2013-01-31 | 2013-01-31 03:00 | 2013 | 1 | 31 | 3 | 5 | 0 | #DIV/0!
2013-01-31 | 2013-01-31 04:00 | 2013 | 1 | 31 | 4 | 5 | 0 | #DIV/0!
2013-01-31 | 2013-01-31 05:00 | 2013 | 1 | 31 | 5 | 5 | 0 | #DIV/0!
2013-01-31 | 2013-01-31 06:00 | 2013 | 1 | 31 | 6 | 5 | 0 | #DIV/0!
2013-01-31 | 2013-01-31 07:00 | 2013 | 1 | 31 | 7 | 5 | 0 | #DIV/0!
2013-01-31 | 2013-01-31 08:00 | 2013 | 1 | 31 | 8 | 5 | 0 | #DIV/0!
2013-01-31 | 2013-01-31 09:00 | 2013 | 1 | 31 | 9 | 5 | 0 | #DIV/0!
2013-01-31 | 2013-01-31 10:00 | 2013 | 1 | 31 | 10 | 5 | 0 | #DIV/0!
2013-01-31 | 2013-01-31 11:00 | 2013 | 1 | 31 | 11 | 5 | 0 | #DIV/0!
2013-01-31 | 2013-01-31 12:00 | 2013 | 1 | 31 | 12 | 5 | 0 | #DIV/0!
2013-01-31 | 2013-01-31 13:00 | 2013 | 1 | 31 | 13 | 5 | 0 | #DIV/0!
2013-01-31 | 2013-01-31 14:00 | 2013 | 1 | 31 | 14 | 5 | 0 | #DIV/0!
2013-01-31 | 2013-01-31 15:00 | 2013 | 1 | 31 | 15 | 5 | 0 | #DIV/0!
2013-01-31 | 2013-01-31 16:00 | 2013 | 1 | 31 | 16 | 5 | 0 | #DIV/0!
2013-01-31 | 2013-01-31 17:00 | 2013 | 1 | 31 | 17 | 5 | 0 | #DIV/0!
2013-01-31 | 2013-01-31 18:00 | 2013 | 1 | 31 | 18 | 5 | 0 | #DIV/0!
2013-01-31 | 2013-01-31 19:00 | 2013 | 1 | 31 | 19 | 5 | 0 | #DIV/0!
2013-01-31 | 2013-01-31 20:00 | 2013 | 1 | 31 | 20 | 5 | 0 | #DIV/0!
2013-01-31 | 2013-01-31 21:00 | 2013 | 1 | 31 | 21 | 5 | 0 | #DIV/0!
2013-01-31 | 2013-01-31 22:00 | 2013 | 1 | 31 | 22 | 5 | 0 | #DIV/0!
2013-01-31 | 2013-01-31 23:00 | 2013 | 1 | 31 | 23 | 5 | 0 | #DIV/0!
2013-02-01 | 2013-02-01 | 2013 | 2 | 1 | 24 | 6 | 0 | #DIV/0!
2013-02-01 | 2013-02-01 01:00 | 2013 | 2 | 1 | 1 | 6 | 0 | #DIV/0!
2013-02-01 | 2013-02-01 02:00 | 2013 | 2 | 1 | 2 | 6 | 0 | #DIV/0!
2013-02-01 | 2013-02-01 03:00 | 2013 | 2 | 1 | 3 | 6 | 0 | #DIV/0!
2013-02-01 | 2013-02-01 04:00 | 2013 | 2 | 1 | 4 | 6 | 0 | #DIV/0!
2013-02-01 | 2013-02-01 05:00 | 2013 | 2 | 1 | 5 | 6 | 0 | #DIV/0!
2013-02-01 | 2013-02-01 06:00 | 2013 | 2 | 1 | 6 | 6 | 0 | #DIV/0!
2013-02-01 | 2013-02-01 07:00 | 2013 | 2 | 1 | 7 | 6 | 0 | #DIV/0!
2013-02-01 | 2013-02-01 08:00 | 2013 | 2 | 1 | 8 | 6 | 0 | #DIV/0!
2013-02-01 | 2013-02-01 09:00 | 2013 | 2 | 1 | 9 | 6 | 0 | #DIV/0!
2013-02-01 | 2013-02-01 10:00 | 2013 | 2 | 1 | 10 | 6 | 0 | #DIV/0!
2013-02-01 | 2013-02-01 11:00 | 2013 | 2 | 1 | 11 | 6 | 0 | #DIV/0!
2013-02-01 | 2013-02-01 12:00 | 2013 | 2 | 1 | 12 | 6 | 0 | #DIV/0!
2013-02-01 | 2013-02-01 13:00 | 2013 | 2 | 1 | 13 | 6 | 0 | #DIV/0!
2013-02-01 | 2013-02-01 14:00 | 2013 | 2 | 1 | 14 | 6 | 0 | #DIV/0!
2013-02-01 | 2013-02-01 15:00 | 2013 | 2 | 1 | 15 | 6 | 0 | #DIV/0!
2013-02-01 | 2013-02-01 16:00 | 2013 | 2 | 1 | 16 | 6 | 0 | #DIV/0!
2013-02-01 | 2013-02-01 17:00 | 2013 | 2 | 1 | 17 | 6 | 0 | #DIV/0!
2013-02-01 | 2013-02-01 18:00 | 2013 | 2 | 1 | 18 | 6 | 0 | #DIV/0!
2013-02-01 | 2013-02-01 19:00 | 2013 | 2 | 1 | 19 | 6 | 0 | #DIV/0!
2013-02-01 | 2013-02-01 20:00 | 2013 | 2 | 1 | 20 | 6 | 0 | #DIV/0!
2013-02-01 | 2013-02-01 21:00 | 2013 | 2 | 1 | 21 | 6 | 0 | #DIV/0!
2013-02-01 | 2013-02-01 22:00 | 2013 | 2 | 1 | 22 | 6 | 0 | #DIV/0!
2013-02-01 | 2013-02-01 23:00 | 2013 | 2 | 1 | 23 | 6 | 0 | #DIV/0!
2013-02-02 | 2013-02-02 | 2013 | 2 | 2 | 24 | 7 | 0 | #DIV/0!
2013-02-02 | 2013-02-02 01:00 | 2013 | 2 | 2 | 1 | 7 | 0 | #DIV/0!
2013-02-02 | 2013-02-02 02:00 | 2013 | 2 | 2 | 2 | 7 | 0 | #DIV/0!
2013-02-02 | 2013-02-02 03:00 | 2013 | 2 | 2 | 3 | 7 | 0 | #DIV/0!
2013-02-02 | 2013-02-02 04:00 | 2013 | 2 | 2 | 4 | 7 | 0 | #DIV/0!
2013-02-02 | 2013-02-02 05:00 | 2013 | 2 | 2 | 5 | 7 | 0 | #DIV/0!
2013-02-02 | 2013-02-02 06:00 | 2013 | 2 | 2 | 6 | 7 | 0 | #DIV/0!
2013-02-02 | 2013-02-02 07:00 | 2013 | 2 | 2 | 7 | 7 | 0 | #DIV/0!
2013-02-02 | 2013-02-02 08:00 | 2013 | 2 | 2 | 8 | 7 | 0 | #DIV/0!
2013-02-02 | 2013-02-02 09:00 | 2013 | 2 | 2 | 9 | 7 | 0 | #DIV/0!
2013-02-02 | 2013-02-02 10:00 | 2013 | 2 | 2 | 10 | 7 | 0 | #DIV/0!
2013-02-02 | 2013-02-02 11:00 | 2013 | 2 | 2 | 11 | 7 | 0 | #DIV/0!
2013-02-02 | 2013-02-02 12:00 | 2013 | 2 | 2 | 12 | 7 | 0 | #DIV/0!
2013-02-02 | 2013-02-02 13:00 | 2013 | 2 | 2 | 13 | 7 | 0 | #DIV/0!
2013-02-02 | 2013-02-02 14:00 | 2013 | 2 | 2 | 14 | 7 | 0 | #DIV/0!
2013-02-02 | 2013-02-02 15:00 | 2013 | 2 | 2 | 15 | 7 | 0 | #DIV/0!
2013-02-02 | 2013-02-02 16:00 | 2013 | 2 | 2 | 16 | 7 | 0 | #DIV/0!
2013-02-02 | 2013-02-02 17:00 | 2013 | 2 | 2 | 17 | 7 | 0 | #DIV/0!
2013-02-02 | 2013-02-02 18:00 | 2013 | 2 | 2 | 18 | 7 | 0 | #DIV/0!
2013-02-02 | 2013-02-02 19:00 | 2013 | 2 | 2 | 19 | 7 | 0 | #DIV/0!
2013-02-02 | 2013-02-02 20:00 | 2013 | 2 | 2 | 20 | 7 | 0 | #DIV/0!
2013-02-02 | 2013-02-02 21:00 | 2013 | 2 | 2 | 21 | 7 | 0 | #DIV/0!
2013-02-02 | 2013-02-02 22:00 | 2013 | 2 | 2 | 22 | 7 | 0 | #DIV/0!
2013-02-02 | 2013-02-02 23:00 | 2013 | 2 | 2 | 23 | 7 | 0 | #DIV/0!
2013-02-03 | 2013-02-03 | 2013 | 2 | 3 | 24 | 1 | 0 | #DIV/0!
2013-02-03 | 2013-02-03 01:00 | 2013 | 2 | 3 | 1 | 1 | 0 | #DIV/0!
2013-02-03 | 2013-02-03 02:00 | 2013 | 2 | 3 | 2 | 1 | 0 | #DIV/0!
2013-02-03 | 2013-02-03 03:00 | 2013 | 2 | 3 | 3 | 1 | 0 | #DIV/0!
2013-02-03 | 2013-02-03 04:00 | 2013 | 2 | 3 | 4 | 1 | 0 | #DIV/0!
2013-02-03 | 2013-02-03 05:00 | 2013 | 2 | 3 | 5 | 1 | 0 | #DIV/0!
2013-02-03 | 2013-02-03 06:00 | 2013 | 2 | 3 | 6 | 1 | 0 | #DIV/0!
2013-02-03 | 2013-02-03 07:00 | 2013 | 2 | 3 | 7 | 1 | 0 | #DIV/0!
2013-02-03 | 2013-02-03 08:00 | 2013 | 2 | 3 | 8 | 1 | 0 | #DIV/0!
2013-02-03 | 2013-02-03 09:00 | 2013 | 2 | 3 | 9 | 1 | 0 | #DIV/0!
2013-02-03 | 2013-02-03 10:00 | 2013 | 2 | 3 | 10 | 1 | 0 | #DIV/0!
2013-02-03 | 2013-02-03 11:00 | 2013 | 2 | 3 | 11 | 1 | 0 | #DIV/0!
2013-02-03 | 2013-02-03 12:00 | 2013 | 2 | 3 | 12 | 1 | 0 | #DIV/0!
2013-02-03 | 2013-02-03 13:00 | 2013 | 2 | 3 | 13 | 1 | 0 | #DIV/0!
2013-02-03 | 2013-02-03 14:00 | 2013 | 2 | 3 | 14 | 1 | 0 | #DIV/0!
2013-02-03 | 2013-02-03 15:00 | 2013 | 2 | 3 | 15 | 1 | 0 | #DIV/0!
2013-02-03 | 2013-02-03 16:00 | 2013 | 2 | 3 | 16 | 1 | 0 | #DIV/0!
2013-02-03 | 2013-02-03 17:00 | 2013 | 2 | 3 | 17 | 1 | 0 | #DIV/0!
2013-02-03 | 2013-02-03 18:00 | 2013 | 2 | 3 | 18 | 1 | 0 | #DIV/0!
2013-02-03 | 2013-02-03 19:00 | 2013 | 2 | 3 | 19 | 1 | 0 | #DIV/0!
2013-02-03 | 2013-02-03 20:00 | 2013 | 2 | 3 | 20 | 1 | 0 | #DIV/0!
2013-02-03 | 2013-02-03 21:00 | 2013 | 2 | 3 | 21 | 1 | 0 | #DIV/0!
2013-02-03 | 2013-02-03 22:00 | 2013 | 2 | 3 | 22 | 1 | 0 | #DIV/0!
2013-02-03 | 2013-02-03 23:00 | 2013 | 2 | 3 | 23 | 1 | 0 | #DIV/0!
2013-02-04 | 2013-02-04 | 2013 | 2 | 4 | 24 | 2 | 0 | #DIV/0!
2013-02-04 | 2013-02-04 01:00 | 2013 | 2 | 4 | 1 | 2 | 0 | #DIV/0!
2013-02-04 | 2013-02-04 02:00 | 2013 | 2 | 4 | 2 | 2 | 0 | #DIV/0!
2013-02-04 | 2013-02-04 03:00 | 2013 | 2 | 4 | 3 | 2 | 0 | #DIV/0!
2013-02-04 | 2013-02-04 04:00 | 2013 | 2 | 4 | 4 | 2 | 0 | #DIV/0!
2013-02-04 | 2013-02-04 05:00 | 2013 | 2 | 4 | 5 | 2 | 0 | #DIV/0!
2013-02-04 | 2013-02-04 06:00 | 2013 | 2 | 4 | 6 | 2 | 0 | #DIV/0!
2013-02-04 | 2013-02-04 07:00 | 2013 | 2 | 4 | 7 | 2 | 0 | #DIV/0!
2013-02-04 | 2013-02-04 08:00 | 2013 | 2 | 4 | 8 | 2 | 0 | #DIV/0!
2013-02-04 | 2013-02-04 09:00 | 2013 | 2 | 4 | 9 | 2 | 0 | #DIV/0!
2013-02-04 | 2013-02-04 10:00 | 2013 | 2 | 4 | 10 | 2 | 0 | #DIV/0!
2013-02-04 | 2013-02-04 11:00 | 2013 | 2 | 4 | 11 | 2 | 0 | #DIV/0!
2013-02-04 | 2013-02-04 12:00 | 2013 | 2 | 4 | 12 | 2 | 0 | #DIV/0!
2013-02-04 | 2013-02-04 13:00 | 2013 | 2 | 4 | 13 | 2 | 0 | #DIV/0!
2013-02-04 | 2013-02-04 14:00 | 2013 | 2 | 4 | 14 | 2 | 0 | #DIV/0!
2013-02-04 | 2013-02-04 15:00 | 2013 | 2 | 4 | 15 | 2 | 0 | #DIV/0!
2013-02-04 | 2013-02-04 16:00 | 2013 | 2 | 4 | 16 | 2 | 0 | #DIV/0!
2013-02-04 | 2013-02-04 17:00 | 2013 | 2 | 4 | 17 | 2 | 0 | #DIV/0!
2013-02-04 | 2013-02-04 18:00 | 2013 | 2 | 4 | 18 | 2 | 0 | #DIV/0!
2013-02-04 | 2013-02-04 19:00 | 2013 | 2 | 4 | 19 | 2 | 0 | #DIV/0!
2013-02-04 | 2013-02-04 20:00 | 2013 | 2 | 4 | 20 | 2 | 0 | #DIV/0!
2013-02-04 | 2013-02-04 21:00 | 2013 | 2 | 4 | 21 | 2 | 0 | #DIV/0!
2013-02-04 | 2013-02-04 22:00 | 2013 | 2 | 4 | 22 | 2 | 0 | #DIV/0!
2013-02-04 | 2013-02-04 23:00 | 2013 | 2 | 4 | 23 | 2 | 0 | #DIV/0!
2013-02-05 | 2013-02-05 | 2013 | 2 | 5 | 24 | 3 | 0 | #DIV/0!
2013-02-05 | 2013-02-05 01:00 | 2013 | 2 | 5 | 1 | 3 | 0 | #DIV/0!
2013-02-05 | 2013-02-05 02:00 | 2013 | 2 | 5 | 2 | 3 | 0 | #DIV/0!
2013-02-05 | 2013-02-05 03:00 | 2013 | 2 | 5 | 3 | 3 | 0 | #DIV/0!
2013-02-05 | 2013-02-05 04:00 | 2013 | 2 | 5 | 4 | 3 | 0 | #DIV/0!
2013-02-05 | 2013-02-05 05:00 | 2013 | 2 | 5 | 5 | 3 | 0 | #DIV/0!
2013-02-05 | 2013-02-05 06:00 | 2013 | 2 | 5 | 6 | 3 | 0 | #DIV/0!
2013-02-05 | 2013-02-05 07:00 | 2013 | 2 | 5 | 7 | 3 | 0 | #DIV/0!
2013-02-05 | 2013-02-05 08:00 | 2013 | 2 | 5 | 8 | 3 | 0 | #DIV/0!
2013-02-05 | 2013-02-05 09:00 | 2013 | 2 | 5 | 9 | 3 | 0 | #DIV/0!
2013-02-05 | 2013-02-05 10:00 | 2013 | 2 | 5 | 10 | 3 | 0 | #DIV/0!
2013-02-05 | 2013-02-05 11:00 | 2013 | 2 | 5 | 11 | 3 | 0 | #DIV/0!
2013-02-05 | 2013-02-05 12:00 | 2013 | 2 | 5 | 12 | 3 | 0 | #DIV/0!
2013-02-05 | 2013-02-05 13:00 | 2013 | 2 | 5 | 13 | 3 | 0 | #DIV/0!
2013-02-05 | 2013-02-05 14:00 | 2013 | 2 | 5 | 14 | 3 | 0 | #DIV/0!
2013-02-05 | 2013-02-05 15:00 | 2013 | 2 | 5 | 15 | 3 | 0 | #DIV/0!
2013-02-05 | 2013-02-05 16:00 | 2013 | 2 | 5 | 16 | 3 | 0 | #DIV/0!
2013-02-05 | 2013-02-05 17:00 | 2013 | 2 | 5 | 17 | 3 | 0 | #DIV/0!
2013-02-05 | 2013-02-05 18:00 | 2013 | 2 | 5 | 18 | 3 | 0 | #DIV/0!
2013-02-05 | 2013-02-05 19:00 | 2013 | 2 | 5 | 19 | 3 | 0 | #DIV/0!
2013-02-05 | 2013-02-05 20:00 | 2013 | 2 | 5 | 20 | 3 | 0 | #DIV/0!
2013-02-05 | 2013-02-05 21:00 | 2013 | 2 | 5 | 21 | 3 | 0 | #DIV/0!
2013-02-05 | 2013-02-05 22:00 | 2013 | 2 | 5 | 22 | 3 | 0 | #DIV/0!
2013-02-05 | 2013-02-05 23:00 | 2013 | 2 | 5 | 23 | 3 | 0 | #DIV/0!
2013-02-06 | 2013-02-06 | 2013 | 2 | 6 | 24 | 4 | 0 | #DIV/0!
2013-02-06 | 2013-02-06 01:00 | 2013 | 2 | 6 | 1 | 4 | 0 | #DIV/0!
2013-02-06 | 2013-02-06 02:00 | 2013 | 2 | 6 | 2 | 4 | 0 | #DIV/0!
2013-02-06 | 2013-02-06 03:00 | 2013 | 2 | 6 | 3 | 4 | 0 | #DIV/0!
2013-02-06 | 2013-02-06 04:00 | 2013 | 2 | 6 | 4 | 4 | 0 | #DIV/0!
2013-02-06 | 2013-02-06 05:00 | 2013 | 2 | 6 | 5 | 4 | 0 | #DIV/0!
2013-02-06 | 2013-02-06 06:00 | 2013 | 2 | 6 | 6 | 4 | 0 | #DIV/0!
2013-02-06 | 2013-02-06 07:00 | 2013 | 2 | 6 | 7 | 4 | 0 | #DIV/0!
2013-02-06 | 2013-02-06 08:00 | 2013 | 2 | 6 | 8 | 4 | 0 | #DIV/0!
2013-02-06 | 2013-02-06 09:00 | 2013 | 2 | 6 | 9 | 4 | 0 | #DIV/0!
2013-02-06 | 2013-02-06 10:00 | 2013 | 2 | 6 | 10 | 4 | 0 | #DIV/0!
2013-02-06 | 2013-02-06 11:00 | 2013 | 2 | 6 | 11 | 4 | 0 | #DIV/0!
2013-02-06 | 2013-02-06 12:00 | 2013 | 2 | 6 | 12 | 4 | 0 | #DIV/0!
2013-02-06 | 2013-02-06 13:00 | 2013 | 2 | 6 | 13 | 4 | 0 | #DIV/0!
2013-02-06 | 2013-02-06 14:00 | 2013 | 2 | 6 | 14 | 4 | 0 | #DIV/0!
2013-02-06 | 2013-02-06 15:00 | 2013 | 2 | 6 | 15 | 4 | 0 | #DIV/0!
2013-02-06 | 2013-02-06 16:00 | 2013 | 2 | 6 | 16 | 4 | 0 | #DIV/0!
2013-02-06 | 2013-02-06 17:00 | 2013 | 2 | 6 | 17 | 4 | 0 | #DIV/0!
2013-02-06 | 2013-02-06 18:00 | 2013 | 2 | 6 | 18 | 4 | 0 | #DIV/0!
2013-02-06 | 2013-02-06 19:00 | 2013 | 2 | 6 | 19 | 4 | 0 | #DIV/0!
2013-02-06 | 2013-02-06 20:00 | 2013 | 2 | 6 | 20 | 4 | 0 | #DIV/0!
2013-02-06 | 2013-02-06 21:00 | 2013 | 2 | 6 | 21 | 4 | 0 | #DIV/0!
2013-02-06 | 2013-02-06 22:00 | 2013 | 2 | 6 | 22 | 4 | 0 | #DIV/0!
2013-02-06 | 2013-02-06 23:00 | 2013 | 2 | 6 | 23 | 4 | 0 | #DIV/0!
2013-02-07 | 2013-02-07 | 2013 | 2 | 7 | 24 | 5 | 0 | #DIV/0!
2013-02-07 | 2013-02-07 01:00 | 2013 | 2 | 7 | 1 | 5 | 0 | #DIV/0!
2013-02-07 | 2013-02-07 02:00 | 2013 | 2 | 7 | 2 | 5 | 0 | #DIV/0!
2013-02-07 | 2013-02-07 03:00 | 2013 | 2 | 7 | 3 | 5 | 0 | #DIV/0!
2013-02-07 | 2013-02-07 04:00 | 2013 | 2 | 7 | 4 | 5 | 0 | #DIV/0!
2013-02-07 | 2013-02-07 05:00 | 2013 | 2 | 7 | 5 | 5 | 0 | #DIV/0!
2013-02-07 | 2013-02-07 06:00 | 2013 | 2 | 7 | 6 | 5 | 0 | #DIV/0!
2013-02-07 | 2013-02-07 07:00 | 2013 | 2 | 7 | 7 | 5 | 0 | #DIV/0!
2013-02-07 | 2013-02-07 08:00 | 2013 | 2 | 7 | 8 | 5 | 0 | #DIV/0!
2013-02-07 | 2013-02-07 09:00 | 2013 | 2 | 7 | 9 | 5 | 0 | #DIV/0!
2013-02-07 | 2013-02-07 10:00 | 2013 | 2 | 7 | 10 | 5 | 0 | #DIV/0!
2013-02-07 | 2013-02-07 11:00 | 2013 | 2 | 7 | 11 | 5 | 0 | #DIV/0!
2013-02-07 | 2013-02-07 12:00 | 2013 | 2 | 7 | 12 | 5 | 0 | #DIV/0!
2013-02-07 | 2013-02-07 13:00 | 2013 | 2 | 7 | 13 | 5 | 0 | #DIV/0!
2013-02-07 | 2013-02-07 14:00 | 2013 | 2 | 7 | 14 | 5 | 0 | #DIV/0!
2013-02-07 | 2013-02-07 15:00 | 2013 | 2 | 7 | 15 | 5 | 0 | #DIV/0!
2013-02-07 | 2013-02-07 16:00 | 2013 | 2 | 7 | 16 | 5 | 0 | #DIV/0!
2013-02-07 | 2013-02-07 17:00 | 2013 | 2 | 7 | 17 | 5 | 0 | #DIV/0!
2013-02-07 | 2013-02-07 18:00 | 2013 | 2 | 7 | 18 | 5 | 0 | #DIV/0!
2013-02-07 | 2013-02-07 19:00 | 2013 | 2 | 7 | 19 | 5 | 0 | #DIV/0!
2013-02-07 | 2013-02-07 20:00 | 2013 | 2 | 7 | 20 | 5 | 0 | #DIV/0!
2013-02-07 | 2013-02-07 21:00 | 2013 | 2 | 7 | 21 | 5 | 0 | #DIV/0!
2013-02-07 | 2013-02-07 22:00 | 2013 | 2 | 7 | 22 | 5 | 0 | #DIV/0!
2013-02-07 | 2013-02-07 23:00 | 2013 | 2 | 7 | 23 | 5 | 0 | #DIV/0!
2013-02-08 | 2013-02-08 | 2013 | 2 | 8 | 24 | 6 | 0 | #DIV/0!
2013-02-08 | 2013-02-08 01:00 | 2013 | 2 | 8 | 1 | 6 | 0 | #DIV/0!
2013-02-08 | 2013-02-08 02:00 | 2013 | 2 | 8 | 2 | 6 | 0 | #DIV/0!
2013-02-08 | 2013-02-08 03:00 | 2013 | 2 | 8 | 3 | 6 | 0 | #DIV/0!
2013-02-08 | 2013-02-08 04:00 | 2013 | 2 | 8 | 4 | 6 | 0 | #DIV/0!
2013-02-08 | 2013-02-08 05:00 | 2013 | 2 | 8 | 5 | 6 | 0 | #DIV/0!
2013-02-08 | 2013-02-08 06:00 | 2013 | 2 | 8 | 6 | 6 | 0 | #DIV/0!
2013-02-08 | 2013-02-08 07:00 | 2013 | 2 | 8 | 7 | 6 | 0 | #DIV/0!
2013-02-08 | 2013-02-08 08:00 | 2013 | 2 | 8 | 8 | 6 | 0 | #DIV/0!
2013-02-08 | 2013-02-08 09:00 | 2013 | 2 | 8 | 9 | 6 | 0 | #DIV/0!
2013-02-08 | 2013-02-08 10:00 | 2013 | 2 | 8 | 10 | 6 | 0 | #DIV/0!
2013-02-08 | 2013-02-08 11:00 | 2013 | 2 | 8 | 11 | 6 | 0 | #DIV/0!
2013-02-08 | 2013-02-08 12:00 | 2013 | 2 | 8 | 12 | 6 | 0 | #DIV/0!
2013-02-08 | 2013-02-08 13:00 | 2013 | 2 | 8 | 13 | 6 | 0 | #DIV/0!
2013-02-08 | 2013-02-08 14:00 | 2013 | 2 | 8 | 14 | 6 | 0 | #DIV/0!
2013-02-08 | 2013-02-08 15:00 | 2013 | 2 | 8 | 15 | 6 | 0 | #DIV/0!
2013-02-08 | 2013-02-08 16:00 | 2013 | 2 | 8 | 16 | 6 | 0 | #DIV/0!
2013-02-08 | 2013-02-08 17:00 | 2013 | 2 | 8 | 17 | 6 | 0 | #DIV/0!
2013-02-08 | 2013-02-08 18:00 | 2013 | 2 | 8 | 18 | 6 | 0 | #DIV/0!
2013-02-08 | 2013-02-08 19:00 | 2013 | 2 | 8 | 19 | 6 | 0 | #DIV/0!
2013-02-08 | 2013-02-08 20:00 | 2013 | 2 | 8 | 20 | 6 | 0 | #DIV/0!
2013-02-08 | 2013-02-08 21:00 | 2013 | 2 | 8 | 21 | 6 | 0 | #DIV/0!
2013-02-08 | 2013-02-08 22:00 | 2013 | 2 | 8 | 22 | 6 | 0 | #DIV/0!
2013-02-08 | 2013-02-08 23:00 | 2013 | 2 | 8 | 23 | 6 | 0 | #DIV/0!
2013-02-09 | 2013-02-09 | 2013 | 2 | 9 | 24 | 7 | 0 | #DIV/0!
2013-02-09 | 2013-02-09 01:00 | 2013 | 2 | 9 | 1 | 7 | 0 | #DIV/0!
2013-02-09 | 2013-02-09 02:00 | 2013 | 2 | 9 | 2 | 7 | 0 | #DIV/0!
2013-02-09 | 2013-02-09 03:00 | 2013 | 2 | 9 | 3 | 7 | 0 | #DIV/0!
2013-02-09 | 2013-02-09 04:00 | 2013 | 2 | 9 | 4 | 7 | 0 | #DIV/0!
2013-02-09 | 2013-02-09 05:00 | 2013 | 2 | 9 | 5 | 7 | 0 | #DIV/0!
2013-02-09 | 2013-02-09 06:00 | 2013 | 2 | 9 | 6 | 7 | 0 | #DIV/0!
2013-02-09 | 2013-02-09 07:00 | 2013 | 2 | 9 | 7 | 7 | 0 | #DIV/0!
2013-02-09 | 2013-02-09 08:00 | 2013 | 2 | 9 | 8 | 7 | 0 | #DIV/0!
2013-02-09 | 2013-02-09 09:00 | 2013 | 2 | 9 | 9 | 7 | 0 | #DIV/0!
2013-02-09 | 2013-02-09 10:00 | 2013 | 2 | 9 | 10 | 7 | 0 | #DIV/0!
2013-02-09 | 2013-02-09 11:00 | 2013 | 2 | 9 | 11 | 7 | 0 | #DIV/0!
2013-02-09 | 2013-02-09 12:00 | 2013 | 2 | 9 | 12 | 7 | 0 | #DIV/0!
2013-02-09 | 2013-02-09 13:00 | 2013 | 2 | 9 | 13 | 7 | 0 | #DIV/0!
2013-02-09 | 2013-02-09 14:00 | 2013 | 2 | 9 | 14 | 7 | 0 | #DIV/0!
2013-02-09 | 2013-02-09 15:00 | 2013 | 2 | 9 | 15 | 7 | 0 | #DIV/0!
2013-02-09 | 2013-02-09 16:00 | 2013 | 2 | 9 | 16 | 7 | 0 | #DIV/0!
2013-02-09 | 2013-02-09 17:00 | 2013 | 2 | 9 | 17 | 7 | 0 | #DIV/0!
2013-02-09 | 2013-02-09 18:00 | 2013 | 2 | 9 | 18 | 7 | 0 | #DIV/0!
2013-02-09 | 2013-02-09 19:00 | 2013 | 2 | 9 | 19 | 7 | 0 | #DIV/0!
2013-02-09 | 2013-02-09 20:00 | 2013 | 2 | 9 | 20 | 7 | 0 | #DIV/0!
2013-02-09 | 2013-02-09 21:00 | 2013 | 2 | 9 | 21 | 7 | 0 | #DIV/0!
2013-02-09 | 2013-02-09 22:00 | 2013 | 2 | 9 | 22 | 7 | 0 | #DIV/0!
2013-02-09 | 2013-02-09 23:00 | 2013 | 2 | 9 | 23 | 7 | 0 | #DIV/0!
2013-02-10 | 2013-02-10 | 2013 | 2 | 10 | 24 | 1 | 0 | #DIV/0!
2013-02-10 | 2013-02-10 01:00 | 2013 | 2 | 10 | 1 | 1 | 0 | #DIV/0!
2013-02-10 | 2013-02-10 02:00 | 2013 | 2 | 10 | 2 | 1 | 0 | #DIV/0!
2013-02-10 | 2013-02-10 03:00 | 2013 | 2 | 10 | 3 | 1 | 0 | #DIV/0!
2013-02-10 | 2013-02-10 04:00 | 2013 | 2 | 10 | 4 | 1 | 0 | #DIV/0!
2013-02-10 | 2013-02-10 05:00 | 2013 | 2 | 10 | 5 | 1 | 0 | #DIV/0!
2013-02-10 | 2013-02-10 06:00 | 2013 | 2 | 10 | 6 | 1 | 0 | #DIV/0!
2013-02-10 | 2013-02-10 07:00 | 2013 | 2 | 10 | 7 | 1 | 0 | #DIV/0!
2013-02-10 | 2013-02-10 08:00 | 2013 | 2 | 10 | 8 | 1 | 0 | #DIV/0!
2013-02-10 | 2013-02-10 09:00 | 2013 | 2 | 10 | 9 | 1 | 0 | #DIV/0!
2013-02-10 | 2013-02-10 10:00 | 2013 | 2 | 10 | 10 | 1 | 0 | #DIV/0!
2013-02-10 | 2013-02-10 11:00 | 2013 | 2 | 10 | 11 | 1 | 0 | #DIV/0!
2013-02-10 | 2013-02-10 12:00 | 2013 | 2 | 10 | 12 | 1 | 0 | #DIV/0!
2013-02-10 | 2013-02-10 13:00 | 2013 | 2 | 10 | 13 | 1 | 0 | #DIV/0!
2013-02-10 | 2013-02-10 14:00 | 2013 | 2 | 10 | 14 | 1 | 0 | #DIV/0!
2013-02-10 | 2013-02-10 15:00 | 2013 | 2 | 10 | 15 | 1 | 0 | #DIV/0!
2013-02-10 | 2013-02-10 16:00 | 2013 | 2 | 10 | 16 | 1 | 0 | #DIV/0!
2013-02-10 | 2013-02-10 17:00 | 2013 | 2 | 10 | 17 | 1 | 0 | #DIV/0!
2013-02-10 | 2013-02-10 18:00 | 2013 | 2 | 10 | 18 | 1 | 0 | #DIV/0!
2013-02-10 | 2013-02-10 19:00 | 2013 | 2 | 10 | 19 | 1 | 0 | #DIV/0!
2013-02-10 | 2013-02-10 20:00 | 2013 | 2 | 10 | 20 | 1 | 0 | #DIV/0!
2013-02-10 | 2013-02-10 21:00 | 2013 | 2 | 10 | 21 | 1 | 0 | #DIV/0!
2013-02-10 | 2013-02-10 22:00 | 2013 | 2 | 10 | 22 | 1 | 0 | #DIV/0!
2013-02-10 | 2013-02-10 23:00 | 2013 | 2 | 10 | 23 | 1 | 0 | #DIV/0!
2013-02-11 | 2013-02-11 | 2013 | 2 | 11 | 24 | 2 | 0 | #DIV/0!
2013-02-11 | 2013-02-11 01:00 | 2013 | 2 | 11 | 1 | 2 | 0 | #DIV/0!
2013-02-11 | 2013-02-11 02:00 | 2013 | 2 | 11 | 2 | 2 | 0 | #DIV/0!
2013-02-11 | 2013-02-11 03:00 | 2013 | 2 | 11 | 3 | 2 | 0 | #DIV/0!
2013-02-11 | 2013-02-11 04:00 | 2013 | 2 | 11 | 4 | 2 | 0 | #DIV/0!
2013-02-11 | 2013-02-11 05:00 | 2013 | 2 | 11 | 5 | 2 | 0 | #DIV/0!
2013-02-11 | 2013-02-11 06:00 | 2013 | 2 | 11 | 6 | 2 | 0 | #DIV/0!
2013-02-11 | 2013-02-11 07:00 | 2013 | 2 | 11 | 7 | 2 | 0 | #DIV/0!
2013-02-11 | 2013-02-11 08:00 | 2013 | 2 | 11 | 8 | 2 | 0 | #DIV/0!
2013-02-11 | 2013-02-11 09:00 | 2013 | 2 | 11 | 9 | 2 | 0 | #DIV/0!
2013-02-11 | 2013-02-11 10:00 | 2013 | 2 | 11 | 10 | 2 | 0 | #DIV/0!
2013-02-11 | 2013-02-11 11:00 | 2013 | 2 | 11 | 11 | 2 | 0 | #DIV/0!
2013-02-11 | 2013-02-11 12:00 | 2013 | 2 | 11 | 12 | 2 | 0 | #DIV/0!
2013-02-11 | 2013-02-11 13:00 | 2013 | 2 | 11 | 13 | 2 | 0 | #DIV/0!
2013-02-11 | 2013-02-11 14:00 | 2013 | 2 | 11 | 14 | 2 | 0 | #DIV/0!
2013-02-11 | 2013-02-11 15:00 | 2013 | 2 | 11 | 15 | 2 | 0 | #DIV/0!
2013-02-11 | 2013-02-11 16:00 | 2013 | 2 | 11 | 16 | 2 | 0 | #DIV/0!
2013-02-11 | 2013-02-11 17:00 | 2013 | 2 | 11 | 17 | 2 | 0 | #DIV/0!
2013-02-11 | 2013-02-11 18:00 | 2013 | 2 | 11 | 18 | 2 | 0 | #DIV/0!
2013-02-11 | 2013-02-11 19:00 | 2013 | 2 | 11 | 19 | 2 | 0 | #DIV/0!
2013-02-11 | 2013-02-11 20:00 | 2013 | 2 | 11 | 20 | 2 | 0 | #DIV/0!
2013-02-11 | 2013-02-11 21:00 | 2013 | 2 | 11 | 21 | 2 | 0 | #DIV/0!
2013-02-11 | 2013-02-11 22:00 | 2013 | 2 | 11 | 22 | 2 | 0 | #DIV/0!
2013-02-11 | 2013-02-11 23:00 | 2013 | 2 | 11 | 23 | 2 | 0 | #DIV/0!
2013-02-12 | 2013-02-12 | 2013 | 2 | 12 | 24 | 3 | 0 | #DIV/0!
2013-02-12 | 2013-02-12 01:00 | 2013 | 2 | 12 | 1 | 3 | 0 | #DIV/0!
2013-02-12 | 2013-02-12 02:00 | 2013 | 2 | 12 | 2 | 3 | 0 | #DIV/0!
2013-02-12 | 2013-02-12 03:00 | 2013 | 2 | 12 | 3 | 3 | 0 | #DIV/0!
2013-02-12 | 2013-02-12 04:00 | 2013 | 2 | 12 | 4 | 3 | 0 | #DIV/0!
2013-02-12 | 2013-02-12 05:00 | 2013 | 2 | 12 | 5 | 3 | 0 | #DIV/0!
2013-02-12 | 2013-02-12 06:00 | 2013 | 2 | 12 | 6 | 3 | 0 | #DIV/0!
2013-02-12 | 2013-02-12 07:00 | 2013 | 2 | 12 | 7 | 3 | 0 | #DIV/0!
2013-02-12 | 2013-02-12 08:00 | 2013 | 2 | 12 | 8 | 3 | 0 | #DIV/0!
2013-02-12 | 2013-02-12 09:00 | 2013 | 2 | 12 | 9 | 3 | 0 | #DIV/0!
2013-02-12 | 2013-02-12 10:00 | 2013 | 2 | 12 | 10 | 3 | 0 | #DIV/0!
2013-02-12 | 2013-02-12 11:00 | 2013 | 2 | 12 | 11 | 3 | 0 | #DIV/0!
2013-02-12 | 2013-02-12 12:00 | 2013 | 2 | 12 | 12 | 3 | 0 | #DIV/0!
2013-02-12 | 2013-02-12 13:00 | 2013 | 2 | 12 | 13 | 3 | 0 | #DIV/0!
2013-02-12 | 2013-02-12 14:00 | 2013 | 2 | 12 | 14 | 3 | 0 | #DIV/0!
2013-02-12 | 2013-02-12 15:00 | 2013 | 2 | 12 | 15 | 3 | 0 | #DIV/0!
2013-02-12 | 2013-02-12 16:00 | 2013 | 2 | 12 | 16 | 3 | 0 | #DIV/0!
2013-02-12 | 2013-02-12 17:00 | 2013 | 2 | 12 | 17 | 3 | 0 | #DIV/0!
2013-02-12 | 2013-02-12 18:00 | 2013 | 2 | 12 | 18 | 3 | 0 | #DIV/0!
2013-02-12 | 2013-02-12 19:00 | 2013 | 2 | 12 | 19 | 3 | 0 | #DIV/0!
2013-02-12 | 2013-02-12 20:00 | 2013 | 2 | 12 | 20 | 3 | 0 | #DIV/0!
2013-02-12 | 2013-02-12 21:00 | 2013 | 2 | 12 | 21 | 3 | 0 | #DIV/0!
2013-02-12 | 2013-02-12 22:00 | 2013 | 2 | 12 | 22 | 3 | 0 | #DIV/0!
2013-02-12 | 2013-02-12 23:00 | 2013 | 2 | 12 | 23 | 3 | 0 | #DIV/0!
2013-02-13 | 2013-02-13 | 2013 | 2 | 13 | 24 | 4 | 0 | #DIV/0!
2013-02-13 | 2013-02-13 01:00 | 2013 | 2 | 13 | 1 | 4 | 0 | #DIV/0!
2013-02-13 | 2013-02-13 02:00 | 2013 | 2 | 13 | 2 | 4 | 0 | #DIV/0!
2013-02-13 | 2013-02-13 03:00 | 2013 | 2 | 13 | 3 | 4 | 0 | #DIV/0!
2013-02-13 | 2013-02-13 04:00 | 2013 | 2 | 13 | 4 | 4 | 0 | #DIV/0!
2013-02-13 | 2013-02-13 05:00 | 2013 | 2 | 13 | 5 | 4 | 0 | #DIV/0!
2013-02-13 | 2013-02-13 06:00 | 2013 | 2 | 13 | 6 | 4 | 0 | #DIV/0!
2013-02-13 | 2013-02-13 07:00 | 2013 | 2 | 13 | 7 | 4 | 0 | #DIV/0!
2013-02-13 | 2013-02-13 08:00 | 2013 | 2 | 13 | 8 | 4 | 0 | #DIV/0!
2013-02-13 | 2013-02-13 09:00 | 2013 | 2 | 13 | 9 | 4 | 0 | #DIV/0!
2013-02-13 | 2013-02-13 10:00 | 2013 | 2 | 13 | 10 | 4 | 0 | #DIV/0!
2013-02-13 | 2013-02-13 11:00 | 2013 | 2 | 13 | 11 | 4 | 0 | #DIV/0!
2013-02-13 | 2013-02-13 12:00 | 2013 | 2 | 13 | 12 | 4 | 0 | #DIV/0!
2013-02-13 | 2013-02-13 13:00 | 2013 | 2 | 13 | 13 | 4 | 0 | #DIV/0!
2013-02-13 | 2013-02-13 14:00 | 2013 | 2 | 13 | 14 | 4 | 0 | #DIV/0!
2013-02-13 | 2013-02-13 15:00 | 2013 | 2 | 13 | 15 | 4 | 0 | #DIV/0!
2013-02-13 | 2013-02-13 16:00 | 2013 | 2 | 13 | 16 | 4 | 0 | #DIV/0!
2013-02-13 | 2013-02-13 17:00 | 2013 | 2 | 13 | 17 | 4 | 0 | #DIV/0!
2013-02-13 | 2013-02-13 18:00 | 2013 | 2 | 13 | 18 | 4 | 0 | #DIV/0!
2013-02-13 | 2013-02-13 19:00 | 2013 | 2 | 13 | 19 | 4 | 0 | #DIV/0!
2013-02-13 | 2013-02-13 20:00 | 2013 | 2 | 13 | 20 | 4 | 0 | #DIV/0!
2013-02-13 | 2013-02-13 21:00 | 2013 | 2 | 13 | 21 | 4 | 0 | #DIV/0!
2013-02-13 | 2013-02-13 22:00 | 2013 | 2 | 13 | 22 | 4 | 0 | #DIV/0!
2013-02-13 | 2013-02-13 23:00 | 2013 | 2 | 13 | 23 | 4 | 0 | #DIV/0!
2013-02-14 | 2013-02-14 | 2013 | 2 | 14 | 24 | 5 | 0 | #DIV/0!
2013-02-14 | 2013-02-14 01:00 | 2013 | 2 | 14 | 1 | 5 | 0 | #DIV/0!
2013-02-14 | 2013-02-14 02:00 | 2013 | 2 | 14 | 2 | 5 | 0 | #DIV/0!
2013-02-14 | 2013-02-14 03:00 | 2013 | 2 | 14 | 3 | 5 | 0 | #DIV/0!
2013-02-14 | 2013-02-14 04:00 | 2013 | 2 | 14 | 4 | 5 | 0 | #DIV/0!
2013-02-14 | 2013-02-14 05:00 | 2013 | 2 | 14 | 5 | 5 | 0 | #DIV/0!
2013-02-14 | 2013-02-14 06:00 | 2013 | 2 | 14 | 6 | 5 | 0 | #DIV/0!
2013-02-14 | 2013-02-14 07:00 | 2013 | 2 | 14 | 7 | 5 | 0 | #DIV/0!
2013-02-14 | 2013-02-14 08:00 | 2013 | 2 | 14 | 8 | 5 | 0 | #DIV/0!
2013-02-14 | 2013-02-14 09:00 | 2013 | 2 | 14 | 9 | 5 | 0 | #DIV/0!
2013-02-14 | 2013-02-14 10:00 | 2013 | 2 | 14 | 10 | 5 | 0 | #DIV/0!
2013-02-14 | 2013-02-14 11:00 | 2013 | 2 | 14 | 11 | 5 | 0 | #DIV/0!
2013-02-14 | 2013-02-14 12:00 | 2013 | 2 | 14 | 12 | 5 | 0 | #DIV/0!
2013-02-14 | 2013-02-14 13:00 | 2013 | 2 | 14 | 13 | 5 | 0 | #DIV/0!
2013-02-14 | 2013-02-14 14:00 | 2013 | 2 | 14 | 14 | 5 | 0 | #DIV/0!
2013-02-14 | 2013-02-14 15:00 | 2013 | 2 | 14 | 15 | 5 | 0 | #DIV/0!
2013-02-14 | 2013-02-14 16:00 | 2013 | 2 | 14 | 16 | 5 | 0 | #DIV/0!
2013-02-14 | 2013-02-14 17:00 | 2013 | 2 | 14 | 17 | 5 | 0 | #DIV/0!
2013-02-14 | 2013-02-14 18:00 | 2013 | 2 | 14 | 18 | 5 | 0 | #DIV/0!
2013-02-14 | 2013-02-14 19:00 | 2013 | 2 | 14 | 19 | 5 | 0 | #DIV/0!
2013-02-14 | 2013-02-14 20:00 | 2013 | 2 | 14 | 20 | 5 | 0 | #DIV/0!
2013-02-14 | 2013-02-14 21:00 | 2013 | 2 | 14 | 21 | 5 | 0 | #DIV/0!
2013-02-14 | 2013-02-14 22:00 | 2013 | 2 | 14 | 22 | 5 | 0 | #DIV/0!
2013-02-14 | 2013-02-14 23:00 | 2013 | 2 | 14 | 23 | 5 | 0 | #DIV/0!
2013-02-15 | 2013-02-15 | 2013 | 2 | 15 | 24 | 6 | 0 | #DIV/0!
2013-02-15 | 2013-02-15 01:00 | 2013 | 2 | 15 | 1 | 6 | 0 | #DIV/0!
2013-02-15 | 2013-02-15 02:00 | 2013 | 2 | 15 | 2 | 6 | 0 | #DIV/0!
2013-02-15 | 2013-02-15 03:00 | 2013 | 2 | 15 | 3 | 6 | 0 | #DIV/0!
2013-02-15 | 2013-02-15 04:00 | 2013 | 2 | 15 | 4 | 6 | 0 | #DIV/0!
2013-02-15 | 2013-02-15 05:00 | 2013 | 2 | 15 | 5 | 6 | 0 | #DIV/0!
2013-02-15 | 2013-02-15 06:00 | 2013 | 2 | 15 | 6 | 6 | 0 | #DIV/0!
2013-02-15 | 2013-02-15 07:00 | 2013 | 2 | 15 | 7 | 6 | 0 | #DIV/0!
2013-02-15 | 2013-02-15 08:00 | 2013 | 2 | 15 | 8 | 6 | 0 | #DIV/0!
2013-02-15 | 2013-02-15 09:00 | 2013 | 2 | 15 | 9 | 6 | 0 | #DIV/0!
2013-02-15 | 2013-02-15 10:00 | 2013 | 2 | 15 | 10 | 6 | 0 | #DIV/0!
2013-02-15 | 2013-02-15 11:00 | 2013 | 2 | 15 | 11 | 6 | 0 | #DIV/0!
2013-02-15 | 2013-02-15 12:00 | 2013 | 2 | 15 | 12 | 6 | 0 | #DIV/0!
2013-02-15 | 2013-02-15 13:00 | 2013 | 2 | 15 | 13 | 6 | 0 | #DIV/0!
2013-02-15 | 2013-02-15 14:00 | 2013 | 2 | 15 | 14 | 6 | 0 | #DIV/0!
2013-02-15 | 2013-02-15 15:00 | 2013 | 2 | 15 | 15 | 6 | 0 | #DIV/0!
2013-02-15 | 2013-02-15 16:00 | 2013 | 2 | 15 | 16 | 6 | 0 | #DIV/0!
2013-02-15 | 2013-02-15 17:00 | 2013 | 2 | 15 | 17 | 6 | 0 | #DIV/0!
2013-02-15 | 2013-02-15 18:00 | 2013 | 2 | 15 | 18 | 6 | 0 | #DIV/0!
2013-02-15 | 2013-02-15 19:00 | 2013 | 2 | 15 | 19 | 6 | 0 | #DIV/0!
2013-02-15 | 2013-02-15 20:00 | 2013 | 2 | 15 | 20 | 6 | 0 | #DIV/0!
2013-02-15 | 2013-02-15 21:00 | 2013 | 2 | 15 | 21 | 6 | 0 | #DIV/0!
2013-02-15 | 2013-02-15 22:00 | 2013 | 2 | 15 | 22 | 6 | 0 | #DIV/0!
2013-02-15 | 2013-02-15 23:00 | 2013 | 2 | 15 | 23 | 6 | 0 | #DIV/0!
2013-02-16 | 2013-02-16 | 2013 | 2 | 16 | 24 | 7 | 0 | #DIV/0!
2013-02-16 | 2013-02-16 01:00 | 2013 | 2 | 16 | 1 | 7 | 0 | #DIV/0!
2013-02-16 | 2013-02-16 02:00 | 2013 | 2 | 16 | 2 | 7 | 0 | #DIV/0!
2013-02-16 | 2013-02-16 03:00 | 2013 | 2 | 16 | 3 | 7 | 0 | #DIV/0!
2013-02-16 | 2013-02-16 04:00 | 2013 | 2 | 16 | 4 | 7 | 0 | #DIV/0!
2013-02-16 | 2013-02-16 05:00 | 2013 | 2 | 16 | 5 | 7 | 0 | #DIV/0!
2013-02-16 | 2013-02-16 06:00 | 2013 | 2 | 16 | 6 | 7 | 0 | #DIV/0!
2013-02-16 | 2013-02-16 07:00 | 2013 | 2 | 16 | 7 | 7 | 0 | #DIV/0!
2013-02-16 | 2013-02-16 08:00 | 2013 | 2 | 16 | 8 | 7 | 0 | #DIV/0!
2013-02-16 | 2013-02-16 09:00 | 2013 | 2 | 16 | 9 | 7 | 0 | #DIV/0!
2013-02-16 | 2013-02-16 10:00 | 2013 | 2 | 16 | 10 | 7 | 0 | #DIV/0!
2013-02-16 | 2013-02-16 11:00 | 2013 | 2 | 16 | 11 | 7 | 0 | #DIV/0!
2013-02-16 | 2013-02-16 12:00 | 2013 | 2 | 16 | 12 | 7 | 0 | #DIV/0!
2013-02-16 | 2013-02-16 13:00 | 2013 | 2 | 16 | 13 | 7 | 0 | #DIV/0!
2013-02-16 | 2013-02-16 14:00 | 2013 | 2 | 16 | 14 | 7 | 0 | #DIV/0!
2013-02-16 | 2013-02-16 15:00 | 2013 | 2 | 16 | 15 | 7 | 0 | #DIV/0!
2013-02-16 | 2013-02-16 16:00 | 2013 | 2 | 16 | 16 | 7 | 0 | #DIV/0!
2013-02-16 | 2013-02-16 17:00 | 2013 | 2 | 16 | 17 | 7 | 0 | #DIV/0!
2013-02-16 | 2013-02-16 18:00 | 2013 | 2 | 16 | 18 | 7 | 0 | #DIV/0!
2013-02-16 | 2013-02-16 19:00 | 2013 | 2 | 16 | 19 | 7 | 0 | #DIV/0!
2013-02-16 | 2013-02-16 20:00 | 2013 | 2 | 16 | 20 | 7 | 0 | #DIV/0!
2013-02-16 | 2013-02-16 21:00 | 2013 | 2 | 16 | 21 | 7 | 0 | #DIV/0!
2013-02-16 | 2013-02-16 22:00 | 2013 | 2 | 16 | 22 | 7 | 0 | #DIV/0!
2013-02-16 | 2013-02-16 23:00 | 2013 | 2 | 16 | 23 | 7 | 0 | #DIV/0!
2013-02-17 | 2013-02-17 | 2013 | 2 | 17 | 24 | 1 | 0 | #DIV/0!
2013-02-17 | 2013-02-17 01:00 | 2013 | 2 | 17 | 1 | 1 | 0 | #DIV/0!
2013-02-17 | 2013-02-17 02:00 | 2013 | 2 | 17 | 2 | 1 | 0 | #DIV/0!
2013-02-17 | 2013-02-17 03:00 | 2013 | 2 | 17 | 3 | 1 | 0 | #DIV/0!
2013-02-17 | 2013-02-17 04:00 | 2013 | 2 | 17 | 4 | 1 | 0 | #DIV/0!
2013-02-17 | 2013-02-17 05:00 | 2013 | 2 | 17 | 5 | 1 | 0 | #DIV/0!
2013-02-17 | 2013-02-17 06:00 | 2013 | 2 | 17 | 6 | 1 | 0 | #DIV/0!
2013-02-17 | 2013-02-17 07:00 | 2013 | 2 | 17 | 7 | 1 | 0 | #DIV/0!
2013-02-17 | 2013-02-17 08:00 | 2013 | 2 | 17 | 8 | 1 | 0 | #DIV/0!
2013-02-17 | 2013-02-17 09:00 | 2013 | 2 | 17 | 9 | 1 | 0 | #DIV/0!
2013-02-17 | 2013-02-17 10:00 | 2013 | 2 | 17 | 10 | 1 | 0 | #DIV/0!
2013-02-17 | 2013-02-17 11:00 | 2013 | 2 | 17 | 11 | 1 | 0 | #DIV/0!
2013-02-17 | 2013-02-17 12:00 | 2013 | 2 | 17 | 12 | 1 | 0 | #DIV/0!
2013-02-17 | 2013-02-17 13:00 | 2013 | 2 | 17 | 13 | 1 | 0 | #DIV/0!
2013-02-17 | 2013-02-17 14:00 | 2013 | 2 | 17 | 14 | 1 | 0 | #DIV/0!
2013-02-17 | 2013-02-17 15:00 | 2013 | 2 | 17 | 15 | 1 | 0 | #DIV/0!
2013-02-17 | 2013-02-17 16:00 | 2013 | 2 | 17 | 16 | 1 | 0 | #DIV/0!
2013-02-17 | 2013-02-17 17:00 | 2013 | 2 | 17 | 17 | 1 | 0 | #DIV/0!
2013-02-17 | 2013-02-17 18:00 | 2013 | 2 | 17 | 18 | 1 | 0 | #DIV/0!
2013-02-17 | 2013-02-17 19:00 | 2013 | 2 | 17 | 19 | 1 | 0 | #DIV/0!
2013-02-17 | 2013-02-17 20:00 | 2013 | 2 | 17 | 20 | 1 | 0 | #DIV/0!
2013-02-17 | 2013-02-17 21:00 | 2013 | 2 | 17 | 21 | 1 | 0 | #DIV/0!
2013-02-17 | 2013-02-17 22:00 | 2013 | 2 | 17 | 22 | 1 | 0 | #DIV/0!
2013-02-17 | 2013-02-17 23:00 | 2013 | 2 | 17 | 23 | 1 | 0 | #DIV/0!
2013-02-18 | 2013-02-18 | 2013 | 2 | 18 | 24 | 2 | 0 | #DIV/0!
2013-02-18 | 2013-02-18 01:00 | 2013 | 2 | 18 | 1 | 2 | 0 | #DIV/0!
2013-02-18 | 2013-02-18 02:00 | 2013 | 2 | 18 | 2 | 2 | 0 | #DIV/0!
2013-02-18 | 2013-02-18 03:00 | 2013 | 2 | 18 | 3 | 2 | 0 | #DIV/0!
2013-02-18 | 2013-02-18 04:00 | 2013 | 2 | 18 | 4 | 2 | 0 | #DIV/0!
2013-02-18 | 2013-02-18 05:00 | 2013 | 2 | 18 | 5 | 2 | 0 | #DIV/0!
2013-02-18 | 2013-02-18 06:00 | 2013 | 2 | 18 | 6 | 2 | 0 | #DIV/0!
2013-02-18 | 2013-02-18 07:00 | 2013 | 2 | 18 | 7 | 2 | 0 | #DIV/0!
2013-02-18 | 2013-02-18 08:00 | 2013 | 2 | 18 | 8 | 2 | 0 | #DIV/0!
2013-02-18 | 2013-02-18 09:00 | 2013 | 2 | 18 | 9 | 2 | 0 | #DIV/0!
2013-02-18 | 2013-02-18 10:00 | 2013 | 2 | 18 | 10 | 2 | 0 | #DIV/0!
2013-02-18 | 2013-02-18 11:00 | 2013 | 2 | 18 | 11 | 2 | 0 | #DIV/0!
2013-02-18 | 2013-02-18 12:00 | 2013 | 2 | 18 | 12 | 2 | 0 | #DIV/0!
2013-02-18 | 2013-02-18 13:00 | 2013 | 2 | 18 | 13 | 2 | 0 | #DIV/0!
2013-02-18 | 2013-02-18 14:00 | 2013 | 2 | 18 | 14 | 2 | 0 | #DIV/0!
2013-02-18 | 2013-02-18 15:00 | 2013 | 2 | 18 | 15 | 2 | 0 | #DIV/0!
2013-02-18 | 2013-02-18 16:00 | 2013 | 2 | 18 | 16 | 2 | 0 | #DIV/0!
2013-02-18 | 2013-02-18 17:00 | 2013 | 2 | 18 | 17 | 2 | 0 | #DIV/0!
2013-02-18 | 2013-02-18 18:00 | 2013 | 2 | 18 | 18 | 2 | 0 | #DIV/0!
2013-02-18 | 2013-02-18 19:00 | 2013 | 2 | 18 | 19 | 2 | 0 | #DIV/0!
2013-02-18 | 2013-02-18 20:00 | 2013 | 2 | 18 | 20 | 2 | 0 | #DIV/0!
2013-02-18 | 2013-02-18 21:00 | 2013 | 2 | 18 | 21 | 2 | 0 | #DIV/0!
2013-02-18 | 2013-02-18 22:00 | 2013 | 2 | 18 | 22 | 2 | 0 | #DIV/0!
2013-02-18 | 2013-02-18 23:00 | 2013 | 2 | 18 | 23 | 2 | 0 | #DIV/0!
2013-02-19 | 2013-02-19 | 2013 | 2 | 19 | 24 | 3 | 0 | #DIV/0!
2013-02-19 | 2013-02-19 01:00 | 2013 | 2 | 19 | 1 | 3 | 0 | #DIV/0!
2013-02-19 | 2013-02-19 02:00 | 2013 | 2 | 19 | 2 | 3 | 0 | #DIV/0!
2013-02-19 | 2013-02-19 03:00 | 2013 | 2 | 19 | 3 | 3 | 0 | #DIV/0!
2013-02-19 | 2013-02-19 04:00 | 2013 | 2 | 19 | 4 | 3 | 0 | #DIV/0!
2013-02-19 | 2013-02-19 05:00 | 2013 | 2 | 19 | 5 | 3 | 0 | #DIV/0!
2013-02-19 | 2013-02-19 06:00 | 2013 | 2 | 19 | 6 | 3 | 0 | #DIV/0!
2013-02-19 | 2013-02-19 07:00 | 2013 | 2 | 19 | 7 | 3 | 0 | #DIV/0!
2013-02-19 | 2013-02-19 08:00 | 2013 | 2 | 19 | 8 | 3 | 0 | #DIV/0!
2013-02-19 | 2013-02-19 09:00 | 2013 | 2 | 19 | 9 | 3 | 0 | #DIV/0!
2013-02-19 | 2013-02-19 10:00 | 2013 | 2 | 19 | 10 | 3 | 0 | #DIV/0!
2013-02-19 | 2013-02-19 11:00 | 2013 | 2 | 19 | 11 | 3 | 0 | #DIV/0!
2013-02-19 | 2013-02-19 12:00 | 2013 | 2 | 19 | 12 | 3 | 0 | #DIV/0!
2013-02-19 | 2013-02-19 13:00 | 2013 | 2 | 19 | 13 | 3 | 0 | #DIV/0!
2013-02-19 | 2013-02-19 14:00 | 2013 | 2 | 19 | 14 | 3 | 0 | #DIV/0!
2013-02-19 | 2013-02-19 15:00 | 2013 | 2 | 19 | 15 | 3 | 0 | #DIV/0!
2013-02-19 | 2013-02-19 16:00 | 2013 | 2 | 19 | 16 | 3 | 0 | #DIV/0!
2013-02-19 | 2013-02-19 17:00 | 2013 | 2 | 19 | 17 | 3 | 0 | #DIV/0!
2013-02-19 | 2013-02-19 18:00 | 2013 | 2 | 19 | 18 | 3 | 0 | #DIV/0!
2013-02-19 | 2013-02-19 19:00 | 2013 | 2 | 19 | 19 | 3 | 0 | #DIV/0!
2013-02-19 | 2013-02-19 20:00 | 2013 | 2 | 19 | 20 | 3 | 0 | #DIV/0!
2013-02-19 | 2013-02-19 21:00 | 2013 | 2 | 19 | 21 | 3 | 0 | #DIV/0!
2013-02-19 | 2013-02-19 22:00 | 2013 | 2 | 19 | 22 | 3 | 0 | #DIV/0!
2013-02-19 | 2013-02-19 23:00 | 2013 | 2 | 19 | 23 | 3 | 0 | #DIV/0!
2013-02-20 | 2013-02-20 | 2013 | 2 | 20 | 24 | 4 | 0 | #DIV/0!
2013-02-20 | 2013-02-20 01:00 | 2013 | 2 | 20 | 1 | 4 | 0 | #DIV/0!
2013-02-20 | 2013-02-20 02:00 | 2013 | 2 | 20 | 2 | 4 | 0 | #DIV/0!
2013-02-20 | 2013-02-20 03:00 | 2013 | 2 | 20 | 3 | 4 | 0 | #DIV/0!
2013-02-20 | 2013-02-20 04:00 | 2013 | 2 | 20 | 4 | 4 | 0 | #DIV/0!
2013-02-20 | 2013-02-20 05:00 | 2013 | 2 | 20 | 5 | 4 | 0 | #DIV/0!
2013-02-20 | 2013-02-20 06:00 | 2013 | 2 | 20 | 6 | 4 | 0 | #DIV/0!
2013-02-20 | 2013-02-20 07:00 | 2013 | 2 | 20 | 7 | 4 | 0 | #DIV/0!
2013-02-20 | 2013-02-20 08:00 | 2013 | 2 | 20 | 8 | 4 | 0 | #DIV/0!
2013-02-20 | 2013-02-20 09:00 | 2013 | 2 | 20 | 9 | 4 | 0 | #DIV/0!
2013-02-20 | 2013-02-20 10:00 | 2013 | 2 | 20 | 10 | 4 | 0 | #DIV/0!
2013-02-20 | 2013-02-20 11:00 | 2013 | 2 | 20 | 11 | 4 | 0 | #DIV/0!
2013-02-20 | 2013-02-20 12:00 | 2013 | 2 | 20 | 12 | 4 | 0 | #DIV/0!
2013-02-20 | 2013-02-20 13:00 | 2013 | 2 | 20 | 13 | 4 | 0 | #DIV/0!
2013-02-20 | 2013-02-20 14:00 | 2013 | 2 | 20 | 14 | 4 | 0 | #DIV/0!
2013-02-20 | 2013-02-20 15:00 | 2013 | 2 | 20 | 15 | 4 | 0 | #DIV/0!
2013-02-20 | 2013-02-20 16:00 | 2013 | 2 | 20 | 16 | 4 | 0 | #DIV/0!
2013-02-20 | 2013-02-20 17:00 | 2013 | 2 | 20 | 17 | 4 | 0 | #DIV/0!
2013-02-20 | 2013-02-20 18:00 | 2013 | 2 | 20 | 18 | 4 | 0 | #DIV/0!
2013-02-20 | 2013-02-20 19:00 | 2013 | 2 | 20 | 19 | 4 | 0 | #DIV/0!
2013-02-20 | 2013-02-20 20:00 | 2013 | 2 | 20 | 20 | 4 | 0 | #DIV/0!
2013-02-20 | 2013-02-20 21:00 | 2013 | 2 | 20 | 21 | 4 | 0 | #DIV/0!
2013-02-20 | 2013-02-20 22:00 | 2013 | 2 | 20 | 22 | 4 | 0 | #DIV/0!
2013-02-20 | 2013-02-20 23:00 | 2013 | 2 | 20 | 23 | 4 | 0 | #DIV/0!
2013-02-21 | 2013-02-21 | 2013 | 2 | 21 | 24 | 5 | 0 | #DIV/0!
2013-02-21 | 2013-02-21 01:00 | 2013 | 2 | 21 | 1 | 5 | 0 | #DIV/0!
2013-02-21 | 2013-02-21 02:00 | 2013 | 2 | 21 | 2 | 5 | 0 | #DIV/0!
2013-02-21 | 2013-02-21 03:00 | 2013 | 2 | 21 | 3 | 5 | 0 | #DIV/0!
2013-02-21 | 2013-02-21 04:00 | 2013 | 2 | 21 | 4 | 5 | 0 | #DIV/0!
2013-02-21 | 2013-02-21 05:00 | 2013 | 2 | 21 | 5 | 5 | 0 | #DIV/0!
2013-02-21 | 2013-02-21 06:00 | 2013 | 2 | 21 | 6 | 5 | 0 | #DIV/0!
2013-02-21 | 2013-02-21 07:00 | 2013 | 2 | 21 | 7 | 5 | 0 | #DIV/0!
2013-02-21 | 2013-02-21 08:00 | 2013 | 2 | 21 | 8 | 5 | 0 | #DIV/0!
2013-02-21 | 2013-02-21 09:00 | 2013 | 2 | 21 | 9 | 5 | 0 | #DIV/0!
2013-02-21 | 2013-02-21 10:00 | 2013 | 2 | 21 | 10 | 5 | 0 | #DIV/0!
2013-02-21 | 2013-02-21 11:00 | 2013 | 2 | 21 | 11 | 5 | 0 | #DIV/0!
2013-02-21 | 2013-02-21 12:00 | 2013 | 2 | 21 | 12 | 5 | 0 | #DIV/0!
2013-02-21 | 2013-02-21 13:00 | 2013 | 2 | 21 | 13 | 5 | 0 | #DIV/0!
2013-02-21 | 2013-02-21 14:00 | 2013 | 2 | 21 | 14 | 5 | 0 | #DIV/0!
2013-02-21 | 2013-02-21 15:00 | 2013 | 2 | 21 | 15 | 5 | 0 | #DIV/0!
2013-02-21 | 2013-02-21 16:00 | 2013 | 2 | 21 | 16 | 5 | 0 | #DIV/0!
2013-02-21 | 2013-02-21 17:00 | 2013 | 2 | 21 | 17 | 5 | 0 | #DIV/0!
2013-02-21 | 2013-02-21 18:00 | 2013 | 2 | 21 | 18 | 5 | 0 | #DIV/0!
2013-02-21 | 2013-02-21 19:00 | 2013 | 2 | 21 | 19 | 5 | 0 | #DIV/0!
2013-02-21 | 2013-02-21 20:00 | 2013 | 2 | 21 | 20 | 5 | 0 | #DIV/0!
2013-02-21 | 2013-02-21 21:00 | 2013 | 2 | 21 | 21 | 5 | 0 | #DIV/0!
2013-02-21 | 2013-02-21 22:00 | 2013 | 2 | 21 | 22 | 5 | 0 | #DIV/0!
2013-02-21 | 2013-02-21 23:00 | 2013 | 2 | 21 | 23 | 5 | 0 | #DIV/0!
2013-02-22 | 2013-02-22 | 2013 | 2 | 22 | 24 | 6 | 0 | #DIV/0!
2013-02-22 | 2013-02-22 01:00 | 2013 | 2 | 22 | 1 | 6 | 0 | #DIV/0!
2013-02-22 | 2013-02-22 02:00 | 2013 | 2 | 22 | 2 | 6 | 0 | #DIV/0!
2013-02-22 | 2013-02-22 03:00 | 2013 | 2 | 22 | 3 | 6 | 0 | #DIV/0!
2013-02-22 | 2013-02-22 04:00 | 2013 | 2 | 22 | 4 | 6 | 0 | #DIV/0!
2013-02-22 | 2013-02-22 05:00 | 2013 | 2 | 22 | 5 | 6 | 0 | #DIV/0!
2013-02-22 | 2013-02-22 06:00 | 2013 | 2 | 22 | 6 | 6 | 0 | #DIV/0!
2013-02-22 | 2013-02-22 07:00 | 2013 | 2 | 22 | 7 | 6 | 0 | #DIV/0!
2013-02-22 | 2013-02-22 08:00 | 2013 | 2 | 22 | 8 | 6 | 0 | #DIV/0!
2013-02-22 | 2013-02-22 09:00 | 2013 | 2 | 22 | 9 | 6 | 0 | #DIV/0!
2013-02-22 | 2013-02-22 10:00 | 2013 | 2 | 22 | 10 | 6 | 0 | #DIV/0!
2013-02-22 | 2013-02-22 11:00 | 2013 | 2 | 22 | 11 | 6 | 0 | #DIV/0!
2013-02-22 | 2013-02-22 12:00 | 2013 | 2 | 22 | 12 | 6 | 0 | #DIV/0!
2013-02-22 | 2013-02-22 13:00 | 2013 | 2 | 22 | 13 | 6 | 0 | #DIV/0!
2013-02-22 | 2013-02-22 14:00 | 2013 | 2 | 22 | 14 | 6 | 0 | #DIV/0!
2013-02-22 | 2013-02-22 15:00 | 2013 | 2 | 22 | 15 | 6 | 0 | #DIV/0!
2013-02-22 | 2013-02-22 16:00 | 2013 | 2 | 22 | 16 | 6 | 0 | #DIV/0!
2013-02-22 | 2013-02-22 17:00 | 2013 | 2 | 22 | 17 | 6 | 0 | #DIV/0!
2013-02-22 | 2013-02-22 18:00 | 2013 | 2 | 22 | 18 | 6 | 0 | #DIV/0!
2013-02-22 | 2013-02-22 19:00 | 2013 | 2 | 22 | 19 | 6 | 0 | #DIV/0!
2013-02-22 | 2013-02-22 20:00 | 2013 | 2 | 22 | 20 | 6 | 0 | #DIV/0!
2013-02-22 | 2013-02-22 21:00 | 2013 | 2 | 22 | 21 | 6 | 0 | #DIV/0!
2013-02-22 | 2013-02-22 22:00 | 2013 | 2 | 22 | 22 | 6 | 0 | #DIV/0!
2013-02-22 | 2013-02-22 23:00 | 2013 | 2 | 22 | 23 | 6 | 0 | #DIV/0!
2013-02-23 | 2013-02-23 | 2013 | 2 | 23 | 24 | 7 | 0 | #DIV/0!
2013-02-23 | 2013-02-23 01:00 | 2013 | 2 | 23 | 1 | 7 | 0 | #DIV/0!
2013-02-23 | 2013-02-23 02:00 | 2013 | 2 | 23 | 2 | 7 | 0 | #DIV/0!
2013-02-23 | 2013-02-23 03:00 | 2013 | 2 | 23 | 3 | 7 | 0 | #DIV/0!
2013-02-23 | 2013-02-23 04:00 | 2013 | 2 | 23 | 4 | 7 | 0 | #DIV/0!
2013-02-23 | 2013-02-23 05:00 | 2013 | 2 | 23 | 5 | 7 | 0 | #DIV/0!
2013-02-23 | 2013-02-23 06:00 | 2013 | 2 | 23 | 6 | 7 | 0 | #DIV/0!
2013-02-23 | 2013-02-23 07:00 | 2013 | 2 | 23 | 7 | 7 | 0 | #DIV/0!
2013-02-23 | 2013-02-23 08:00 | 2013 | 2 | 23 | 8 | 7 | 0 | #DIV/0!
2013-02-23 | 2013-02-23 09:00 | 2013 | 2 | 23 | 9 | 7 | 0 | #DIV/0!
2013-02-23 | 2013-02-23 10:00 | 2013 | 2 | 23 | 10 | 7 | 0 | #DIV/0!
2013-02-23 | 2013-02-23 11:00 | 2013 | 2 | 23 | 11 | 7 | 0 | #DIV/0!
2013-02-23 | 2013-02-23 12:00 | 2013 | 2 | 23 | 12 | 7 | 0 | #DIV/0!
2013-02-23 | 2013-02-23 13:00 | 2013 | 2 | 23 | 13 | 7 | 0 | #DIV/0!
2013-02-23 | 2013-02-23 14:00 | 2013 | 2 | 23 | 14 | 7 | 0 | #DIV/0!
2013-02-23 | 2013-02-23 15:00 | 2013 | 2 | 23 | 15 | 7 | 0 | #DIV/0!
2013-02-23 | 2013-02-23 16:00 | 2013 | 2 | 23 | 16 | 7 | 0 | #DIV/0!
2013-02-23 | 2013-02-23 17:00 | 2013 | 2 | 23 | 17 | 7 | 0 | #DIV/0!
2013-02-23 | 2013-02-23 18:00 | 2013 | 2 | 23 | 18 | 7 | 0 | #DIV/0!
2013-02-23 | 2013-02-23 19:00 | 2013 | 2 | 23 | 19 | 7 | 0 | #DIV/0!
2013-02-23 | 2013-02-23 20:00 | 2013 | 2 | 23 | 20 | 7 | 0 | #DIV/0!
2013-02-23 | 2013-02-23 21:00 | 2013 | 2 | 23 | 21 | 7 | 0 | #DIV/0!
2013-02-23 | 2013-02-23 22:00 | 2013 | 2 | 23 | 22 | 7 | 0 | #DIV/0!
2013-02-23 | 2013-02-23 23:00 | 2013 | 2 | 23 | 23 | 7 | 0 | #DIV/0!
2013-02-24 | 2013-02-24 | 2013 | 2 | 24 | 24 | 1 | 0 | #DIV/0!
2013-02-24 | 2013-02-24 01:00 | 2013 | 2 | 24 | 1 | 1 | 0 | #DIV/0!
2013-02-24 | 2013-02-24 02:00 | 2013 | 2 | 24 | 2 | 1 | 0 | #DIV/0!
2013-02-24 | 2013-02-24 03:00 | 2013 | 2 | 24 | 3 | 1 | 0 | #DIV/0!
2013-02-24 | 2013-02-24 04:00 | 2013 | 2 | 24 | 4 | 1 | 0 | #DIV/0!
2013-02-24 | 2013-02-24 05:00 | 2013 | 2 | 24 | 5 | 1 | 0 | #DIV/0!
2013-02-24 | 2013-02-24 06:00 | 2013 | 2 | 24 | 6 | 1 | 0 | #DIV/0!
2013-02-24 | 2013-02-24 07:00 | 2013 | 2 | 24 | 7 | 1 | 0 | #DIV/0!
2013-02-24 | 2013-02-24 08:00 | 2013 | 2 | 24 | 8 | 1 | 0 | #DIV/0!
2013-02-24 | 2013-02-24 09:00 | 2013 | 2 | 24 | 9 | 1 | 0 | #DIV/0!
2013-02-24 | 2013-02-24 10:00 | 2013 | 2 | 24 | 10 | 1 | 0 | #DIV/0!
2013-02-24 | 2013-02-24 11:00 | 2013 | 2 | 24 | 11 | 1 | 0 | #DIV/0!
2013-02-24 | 2013-02-24 12:00 | 2013 | 2 | 24 | 12 | 1 | 0 | #DIV/0!
2013-02-24 | 2013-02-24 13:00 | 2013 | 2 | 24 | 13 | 1 | 0 | #DIV/0!
2013-02-24 | 2013-02-24 14:00 | 2013 | 2 | 24 | 14 | 1 | 0 | #DIV/0!
2013-02-24 | 2013-02-24 15:00 | 2013 | 2 | 24 | 15 | 1 | 0 | #DIV/0!
2013-02-24 | 2013-02-24 16:00 | 2013 | 2 | 24 | 16 | 1 | 0 | #DIV/0!
2013-02-24 | 2013-02-24 17:00 | 2013 | 2 | 24 | 17 | 1 | 0 | #DIV/0!
2013-02-24 | 2013-02-24 18:00 | 2013 | 2 | 24 | 18 | 1 | 0 | #DIV/0!
2013-02-24 | 2013-02-24 19:00 | 2013 | 2 | 24 | 19 | 1 | 0 | #DIV/0!
2013-02-24 | 2013-02-24 20:00 | 2013 | 2 | 24 | 20 | 1 | 0 | #DIV/0!
2013-02-24 | 2013-02-24 21:00 | 2013 | 2 | 24 | 21 | 1 | 0 | #DIV/0!
2013-02-24 | 2013-02-24 22:00 | 2013 | 2 | 24 | 22 | 1 | 0 | #DIV/0!
2013-02-24 | 2013-02-24 23:00 | 2013 | 2 | 24 | 23 | 1 | 0 | #DIV/0!
2013-02-25 | 2013-02-25 | 2013 | 2 | 25 | 24 | 2 | 0 | #DIV/0!
2013-02-25 | 2013-02-25 01:00 | 2013 | 2 | 25 | 1 | 2 | 0 | #DIV/0!
2013-02-25 | 2013-02-25 02:00 | 2013 | 2 | 25 | 2 | 2 | 0 | #DIV/0!
2013-02-25 | 2013-02-25 03:00 | 2013 | 2 | 25 | 3 | 2 | 0 | #DIV/0!
2013-02-25 | 2013-02-25 04:00 | 2013 | 2 | 25 | 4 | 2 | 0 | #DIV/0!
2013-02-25 | 2013-02-25 05:00 | 2013 | 2 | 25 | 5 | 2 | 0 | #DIV/0!
2013-02-25 | 2013-02-25 06:00 | 2013 | 2 | 25 | 6 | 2 | 0 | #DIV/0!
2013-02-25 | 2013-02-25 07:00 | 2013 | 2 | 25 | 7 | 2 | 0 | #DIV/0!
2013-02-25 | 2013-02-25 08:00 | 2013 | 2 | 25 | 8 | 2 | 0 | #DIV/0!
2013-02-25 | 2013-02-25 09:00 | 2013 | 2 | 25 | 9 | 2 | 0 | #DIV/0!
2013-02-25 | 2013-02-25 10:00 | 2013 | 2 | 25 | 10 | 2 | 0 | #DIV/0!
2013-02-25 | 2013-02-25 11:00 | 2013 | 2 | 25 | 11 | 2 | 0 | #DIV/0!
2013-02-25 | 2013-02-25 12:00 | 2013 | 2 | 25 | 12 | 2 | 0 | #DIV/0!
2013-02-25 | 2013-02-25 13:00 | 2013 | 2 | 25 | 13 | 2 | 0 | #DIV/0!
2013-02-25 | 2013-02-25 14:00 | 2013 | 2 | 25 | 14 | 2 | 0 | #DIV/0!
2013-02-25 | 2013-02-25 15:00 | 2013 | 2 | 25 | 15 | 2 | 0 | #DIV/0!
2013-02-25 | 2013-02-25 16:00 | 2013 | 2 | 25 | 16 | 2 | 0 | #DIV/0!
2013-02-25 | 2013-02-25 17:00 | 2013 | 2 | 25 | 17 | 2 | 0 | #DIV/0!
2013-02-25 | 2013-02-25 18:00 | 2013 | 2 | 25 | 18 | 2 | 0 | #DIV/0!
2013-02-25 | 2013-02-25 19:00 | 2013 | 2 | 25 | 19 | 2 | 0 | #DIV/0!
2013-02-25 | 2013-02-25 20:00 | 2013 | 2 | 25 | 20 | 2 | 0 | #DIV/0!
2013-02-25 | 2013-02-25 21:00 | 2013 | 2 | 25 | 21 | 2 | 0 | #DIV/0!
2013-02-25 | 2013-02-25 22:00 | 2013 | 2 | 25 | 22 | 2 | 0 | #DIV/0!
2013-02-25 | 2013-02-25 23:00 | 2013 | 2 | 25 | 23 | 2 | 0 | #DIV/0!
2013-02-26 | 2013-02-26 | 2013 | 2 | 26 | 24 | 3 | 0 | #DIV/0!
2013-02-26 | 2013-02-26 01:00 | 2013 | 2 | 26 | 1 | 3 | 0 | #DIV/0!
2013-02-26 | 2013-02-26 02:00 | 2013 | 2 | 26 | 2 | 3 | 0 | #DIV/0!
2013-02-26 | 2013-02-26 03:00 | 2013 | 2 | 26 | 3 | 3 | 0 | #DIV/0!
2013-02-26 | 2013-02-26 04:00 | 2013 | 2 | 26 | 4 | 3 | 0 | #DIV/0!
2013-02-26 | 2013-02-26 05:00 | 2013 | 2 | 26 | 5 | 3 | 0 | #DIV/0!
2013-02-26 | 2013-02-26 06:00 | 2013 | 2 | 26 | 6 | 3 | 0 | #DIV/0!
2013-02-26 | 2013-02-26 07:00 | 2013 | 2 | 26 | 7 | 3 | 0 | #DIV/0!
2013-02-26 | 2013-02-26 08:00 | 2013 | 2 | 26 | 8 | 3 | 0 | #DIV/0!
2013-02-26 | 2013-02-26 09:00 | 2013 | 2 | 26 | 9 | 3 | 0 | #DIV/0!
2013-02-26 | 2013-02-26 10:00 | 2013 | 2 | 26 | 10 | 3 | 0 | #DIV/0!
2013-02-26 | 2013-02-26 11:00 | 2013 | 2 | 26 | 11 | 3 | 0 | #DIV/0!
2013-02-26 | 2013-02-26 12:00 | 2013 | 2 | 26 | 12 | 3 | 0 | #DIV/0!
2013-02-26 | 2013-02-26 13:00 | 2013 | 2 | 26 | 13 | 3 | 0 | #DIV/0!
2013-02-26 | 2013-02-26 14:00 | 2013 | 2 | 26 | 14 | 3 | 0 | #DIV/0!
2013-02-26 | 2013-02-26 15:00 | 2013 | 2 | 26 | 15 | 3 | 0 | #DIV/0!
2013-02-26 | 2013-02-26 16:00 | 2013 | 2 | 26 | 16 | 3 | 0 | #DIV/0!
2013-02-26 | 2013-02-26 17:00 | 2013 | 2 | 26 | 17 | 3 | 0 | #DIV/0!
2013-02-26 | 2013-02-26 18:00 | 2013 | 2 | 26 | 18 | 3 | 0 | #DIV/0!
2013-02-26 | 2013-02-26 19:00 | 2013 | 2 | 26 | 19 | 3 | 0 | #DIV/0!
2013-02-26 | 2013-02-26 20:00 | 2013 | 2 | 26 | 20 | 3 | 0 | #DIV/0!
2013-02-26 | 2013-02-26 21:00 | 2013 | 2 | 26 | 21 | 3 | 0 | #DIV/0!
2013-02-26 | 2013-02-26 22:00 | 2013 | 2 | 26 | 22 | 3 | 0 | #DIV/0!
2013-02-26 | 2013-02-26 23:00 | 2013 | 2 | 26 | 23 | 3 | 0 | #DIV/0!
2013-02-27 | 2013-02-27 | 2013 | 2 | 27 | 24 | 4 | 0 | #DIV/0!
2013-02-27 | 2013-02-27 01:00 | 2013 | 2 | 27 | 1 | 4 | 0 | #DIV/0!
2013-02-27 | 2013-02-27 02:00 | 2013 | 2 | 27 | 2 | 4 | 0 | #DIV/0!
2013-02-27 | 2013-02-27 03:00 | 2013 | 2 | 27 | 3 | 4 | 0 | #DIV/0!
2013-02-27 | 2013-02-27 04:00 | 2013 | 2 | 27 | 4 | 4 | 0 | #DIV/0!
2013-02-27 | 2013-02-27 05:00 | 2013 | 2 | 27 | 5 | 4 | 0 | #DIV/0!
2013-02-27 | 2013-02-27 06:00 | 2013 | 2 | 27 | 6 | 4 | 0 | #DIV/0!
2013-02-27 | 2013-02-27 07:00 | 2013 | 2 | 27 | 7 | 4 | 0 | #DIV/0!
2013-02-27 | 2013-02-27 08:00 | 2013 | 2 | 27 | 8 | 4 | 0 | #DIV/0!
2013-02-27 | 2013-02-27 09:00 | 2013 | 2 | 27 | 9 | 4 | 0 | #DIV/0!
2013-02-27 | 2013-02-27 10:00 | 2013 | 2 | 27 | 10 | 4 | 0 | #DIV/0!
2013-02-27 | 2013-02-27 11:00 | 2013 | 2 | 27 | 11 | 4 | 0 | #DIV/0!
2013-02-27 | 2013-02-27 12:00 | 2013 | 2 | 27 | 12 | 4 | 0 | #DIV/0!
2013-02-27 | 2013-02-27 13:00 | 2013 | 2 | 27 | 13 | 4 | 0 | #DIV/0!
2013-02-27 | 2013-02-27 14:00 | 2013 | 2 | 27 | 14 | 4 | 0 | #DIV/0!
2013-02-27 | 2013-02-27 15:00 | 2013 | 2 | 27 | 15 | 4 | 0 | #DIV/0!
2013-02-27 | 2013-02-27 16:00 | 2013 | 2 | 27 | 16 | 4 | 0 | #DIV/0!
2013-02-27 | 2013-02-27 17:00 | 2013 | 2 | 27 | 17 | 4 | 0 | #DIV/0!
2013-02-27 | 2013-02-27 18:00 | 2013 | 2 | 27 | 18 | 4 | 0 | #DIV/0!
2013-02-27 | 2013-02-27 19:00 | 2013 | 2 | 27 | 19 | 4 | 0 | #DIV/0!
2013-02-27 | 2013-02-27 20:00 | 2013 | 2 | 27 | 20 | 4 | 0 | #DIV/0!
2013-02-27 | 2013-02-27 21:00 | 2013 | 2 | 27 | 21 | 4 | 0 | #DIV/0!
2013-02-27 | 2013-02-27 22:00 | 2013 | 2 | 27 | 22 | 4 | 0 | #DIV/0!
2013-02-27 | 2013-02-27 23:00 | 2013 | 2 | 27 | 23 | 4 | 0 | #DIV/0!
2013-02-28 | 2013-02-28 | 2013 | 2 | 28 | 24 | 5 | 0 | #DIV/0!
2013-02-28 | 2013-02-28 01:00 | 2013 | 2 | 28 | 1 | 5 | 0 | #DIV/0!
2013-02-28 | 2013-02-28 02:00 | 2013 | 2 | 28 | 2 | 5 | 0 | #DIV/0!
2013-02-28 | 2013-02-28 03:00 | 2013 | 2 | 28 | 3 | 5 | 0 | #DIV/0!
2013-02-28 | 2013-02-28 04:00 | 2013 | 2 | 28 | 4 | 5 | 0 | #DIV/0!
2013-02-28 | 2013-02-28 05:00 | 2013 | 2 | 28 | 5 | 5 | 0 | #DIV/0!
2013-02-28 | 2013-02-28 06:00 | 2013 | 2 | 28 | 6 | 5 | 0 | #DIV/0!
2013-02-28 | 2013-02-28 07:00 | 2013 | 2 | 28 | 7 | 5 | 0 | #DIV/0!
2013-02-28 | 2013-02-28 08:00 | 2013 | 2 | 28 | 8 | 5 | 0 | #DIV/0!
2013-02-28 | 2013-02-28 09:00 | 2013 | 2 | 28 | 9 | 5 | 0 | #DIV/0!
2013-02-28 | 2013-02-28 10:00 | 2013 | 2 | 28 | 10 | 5 | 0 | #DIV/0!
2013-02-28 | 2013-02-28 11:00 | 2013 | 2 | 28 | 11 | 5 | 0 | #DIV/0!
2013-02-28 | 2013-02-28 12:00 | 2013 | 2 | 28 | 12 | 5 | 0 | #DIV/0!
2013-02-28 | 2013-02-28 13:00 | 2013 | 2 | 28 | 13 | 5 | 0 | #DIV/0!
2013-02-28 | 2013-02-28 14:00 | 2013 | 2 | 28 | 14 | 5 | 0 | #DIV/0!
2013-02-28 | 2013-02-28 15:00 | 2013 | 2 | 28 | 15 | 5 | 0 | #DIV/0!
2013-02-28 | 2013-02-28 16:00 | 2013 | 2 | 28 | 16 | 5 | 0 | #DIV/0!
2013-02-28 | 2013-02-28 17:00 | 2013 | 2 | 28 | 17 | 5 | 0 | #DIV/0!
2013-02-28 | 2013-02-28 18:00 | 2013 | 2 | 28 | 18 | 5 | 0 | #DIV/0!
2013-02-28 | 2013-02-28 19:00 | 2013 | 2 | 28 | 19 | 5 | 0 | #DIV/0!
2013-02-28 | 2013-02-28 20:00 | 2013 | 2 | 28 | 20 | 5 | 0 | #DIV/0!
2013-02-28 | 2013-02-28 21:00 | 2013 | 2 | 28 | 21 | 5 | 0 | #DIV/0!
2013-02-28 | 2013-02-28 22:00 | 2013 | 2 | 28 | 22 | 5 | 0 | #DIV/0!
2013-02-28 | 2013-02-28 23:00 | 2013 | 2 | 28 | 23 | 5 | 0 | #DIV/0!
2013-03-01 | 2013-03-01 | 2013 | 3 | 1 | 24 | 6 | 0 | #DIV/0!
2013-03-01 | 2013-03-01 01:00 | 2013 | 3 | 1 | 1 | 6 | 0 | #DIV/0!
2013-03-01 | 2013-03-01 02:00 | 2013 | 3 | 1 | 2 | 6 | 0 | #DIV/0!
2013-03-01 | 2013-03-01 03:00 | 2013 | 3 | 1 | 3 | 6 | 0 | #DIV/0!
2013-03-01 | 2013-03-01 04:00 | 2013 | 3 | 1 | 4 | 6 | 0 | #DIV/0!
2013-03-01 | 2013-03-01 05:00 | 2013 | 3 | 1 | 5 | 6 | 0 | #DIV/0!
2013-03-01 | 2013-03-01 06:00 | 2013 | 3 | 1 | 6 | 6 | 0 | #DIV/0!
2013-03-01 | 2013-03-01 07:00 | 2013 | 3 | 1 | 7 | 6 | 0 | #DIV/0!
2013-03-01 | 2013-03-01 08:00 | 2013 | 3 | 1 | 8 | 6 | 0 | #DIV/0!
2013-03-01 | 2013-03-01 09:00 | 2013 | 3 | 1 | 9 | 6 | 0 | #DIV/0!
2013-03-01 | 2013-03-01 10:00 | 2013 | 3 | 1 | 10 | 6 | 0 | #DIV/0!
2013-03-01 | 2013-03-01 11:00 | 2013 | 3 | 1 | 11 | 6 | 0 | #DIV/0!
2013-03-01 | 2013-03-01 12:00 | 2013 | 3 | 1 | 12 | 6 | 0 | #DIV/0!
2013-03-01 | 2013-03-01 13:00 | 2013 | 3 | 1 | 13 | 6 | 0 | #DIV/0!
2013-03-01 | 2013-03-01 14:00 | 2013 | 3 | 1 | 14 | 6 | 0 | #DIV/0!
2013-03-01 | 2013-03-01 15:00 | 2013 | 3 | 1 | 15 | 6 | 0 | #DIV/0!
2013-03-01 | 2013-03-01 16:00 | 2013 | 3 | 1 | 16 | 6 | 0 | #DIV/0!
2013-03-01 | 2013-03-01 17:00 | 2013 | 3 | 1 | 17 | 6 | 0 | #DIV/0!
2013-03-01 | 2013-03-01 18:00 | 2013 | 3 | 1 | 18 | 6 | 0 | #DIV/0!
2013-03-01 | 2013-03-01 19:00 | 2013 | 3 | 1 | 19 | 6 | 0 | #DIV/0!
2013-03-01 | 2013-03-01 20:00 | 2013 | 3 | 1 | 20 | 6 | 0 | #DIV/0!
2013-03-01 | 2013-03-01 21:00 | 2013 | 3 | 1 | 21 | 6 | 0 | #DIV/0!
2013-03-01 | 2013-03-01 22:00 | 2013 | 3 | 1 | 22 | 6 | 0 | #DIV/0!
2013-03-01 | 2013-03-01 23:00 | 2013 | 3 | 1 | 23 | 6 | 0 | #DIV/0!
2013-03-02 | 2013-03-02 | 2013 | 3 | 2 | 24 | 7 | 0 | #DIV/0!
2013-03-02 | 2013-03-02 01:00 | 2013 | 3 | 2 | 1 | 7 | 0 | #DIV/0!
2013-03-02 | 2013-03-02 02:00 | 2013 | 3 | 2 | 2 | 7 | 0 | #DIV/0!
2013-03-02 | 2013-03-02 03:00 | 2013 | 3 | 2 | 3 | 7 | 0 | #DIV/0!
2013-03-02 | 2013-03-02 04:00 | 2013 | 3 | 2 | 4 | 7 | 0 | #DIV/0!
2013-03-02 | 2013-03-02 05:00 | 2013 | 3 | 2 | 5 | 7 | 0 | #DIV/0!
2013-03-02 | 2013-03-02 06:00 | 2013 | 3 | 2 | 6 | 7 | 0 | #DIV/0!
2013-03-02 | 2013-03-02 07:00 | 2013 | 3 | 2 | 7 | 7 | 0 | #DIV/0!
2013-03-02 | 2013-03-02 08:00 | 2013 | 3 | 2 | 8 | 7 | 0 | #DIV/0!
2013-03-02 | 2013-03-02 09:00 | 2013 | 3 | 2 | 9 | 7 | 0 | #DIV/0!
2013-03-02 | 2013-03-02 10:00 | 2013 | 3 | 2 | 10 | 7 | 0 | #DIV/0!
2013-03-02 | 2013-03-02 11:00 | 2013 | 3 | 2 | 11 | 7 | 0 | #DIV/0!
2013-03-02 | 2013-03-02 12:00 | 2013 | 3 | 2 | 12 | 7 | 0 | #DIV/0!
2013-03-02 | 2013-03-02 13:00 | 2013 | 3 | 2 | 13 | 7 | 0 | #DIV/0!
2013-03-02 | 2013-03-02 14:00 | 2013 | 3 | 2 | 14 | 7 | 0 | #DIV/0!
2013-03-02 | 2013-03-02 15:00 | 2013 | 3 | 2 | 15 | 7 | 0 | #DIV/0!
2013-03-02 | 2013-03-02 16:00 | 2013 | 3 | 2 | 16 | 7 | 0 | #DIV/0!
2013-03-02 | 2013-03-02 17:00 | 2013 | 3 | 2 | 17 | 7 | 0 | #DIV/0!
2013-03-02 | 2013-03-02 18:00 | 2013 | 3 | 2 | 18 | 7 | 0 | #DIV/0!
2013-03-02 | 2013-03-02 19:00 | 2013 | 3 | 2 | 19 | 7 | 0 | #DIV/0!
2013-03-02 | 2013-03-02 20:00 | 2013 | 3 | 2 | 20 | 7 | 0 | #DIV/0!
2013-03-02 | 2013-03-02 21:00 | 2013 | 3 | 2 | 21 | 7 | 0 | #DIV/0!
2013-03-02 | 2013-03-02 22:00 | 2013 | 3 | 2 | 22 | 7 | 0 | #DIV/0!
2013-03-02 | 2013-03-02 23:00 | 2013 | 3 | 2 | 23 | 7 | 0 | #DIV/0!
2013-03-03 | 2013-03-03 | 2013 | 3 | 3 | 24 | 1 | 0 | #DIV/0!
2013-03-03 | 2013-03-03 01:00 | 2013 | 3 | 3 | 1 | 1 | 0 | #DIV/0!
2013-03-03 | 2013-03-03 02:00 | 2013 | 3 | 3 | 2 | 1 | 0 | #DIV/0!
2013-03-03 | 2013-03-03 03:00 | 2013 | 3 | 3 | 3 | 1 | 0 | #DIV/0!
2013-03-03 | 2013-03-03 04:00 | 2013 | 3 | 3 | 4 | 1 | 0 | #DIV/0!
2013-03-03 | 2013-03-03 05:00 | 2013 | 3 | 3 | 5 | 1 | 0 | #DIV/0!
2013-03-03 | 2013-03-03 06:00 | 2013 | 3 | 3 | 6 | 1 | 0 | #DIV/0!
2013-03-03 | 2013-03-03 07:00 | 2013 | 3 | 3 | 7 | 1 | 0 | #DIV/0!
2013-03-03 | 2013-03-03 08:00 | 2013 | 3 | 3 | 8 | 1 | 0 | #DIV/0!
2013-03-03 | 2013-03-03 09:00 | 2013 | 3 | 3 | 9 | 1 | 0 | #DIV/0!
2013-03-03 | 2013-03-03 10:00 | 2013 | 3 | 3 | 10 | 1 | 0 | #DIV/0!
2013-03-03 | 2013-03-03 11:00 | 2013 | 3 | 3 | 11 | 1 | 0 | #DIV/0!
2013-03-03 | 2013-03-03 12:00 | 2013 | 3 | 3 | 12 | 1 | 0 | #DIV/0!
2013-03-03 | 2013-03-03 13:00 | 2013 | 3 | 3 | 13 | 1 | 0 | #DIV/0!
2013-03-03 | 2013-03-03 14:00 | 2013 | 3 | 3 | 14 | 1 | 0 | #DIV/0!
2013-03-03 | 2013-03-03 15:00 | 2013 | 3 | 3 | 15 | 1 | 0 | #DIV/0!
2013-03-03 | 2013-03-03 16:00 | 2013 | 3 | 3 | 16 | 1 | 0 | #DIV/0!
2013-03-03 | 2013-03-03 17:00 | 2013 | 3 | 3 | 17 | 1 | 0 | #DIV/0!
2013-03-03 | 2013-03-03 18:00 | 2013 | 3 | 3 | 18 | 1 | 0 | #DIV/0!
2013-03-03 | 2013-03-03 19:00 | 2013 | 3 | 3 | 19 | 1 | 0 | #DIV/0!
2013-03-03 | 2013-03-03 20:00 | 2013 | 3 | 3 | 20 | 1 | 0 | #DIV/0!
2013-03-03 | 2013-03-03 21:00 | 2013 | 3 | 3 | 21 | 1 | 0 | #DIV/0!
2013-03-03 | 2013-03-03 22:00 | 2013 | 3 | 3 | 22 | 1 | 0 | #DIV/0!
2013-03-03 | 2013-03-03 23:00 | 2013 | 3 | 3 | 23 | 1 | 0 | #DIV/0!
2013-03-04 | 2013-03-04 | 2013 | 3 | 4 | 24 | 2 | 0 | #DIV/0!
2013-03-04 | 2013-03-04 01:00 | 2013 | 3 | 4 | 1 | 2 | 0 | #DIV/0!
2013-03-04 | 2013-03-04 02:00 | 2013 | 3 | 4 | 2 | 2 | 0 | #DIV/0!
2013-03-04 | 2013-03-04 03:00 | 2013 | 3 | 4 | 3 | 2 | 0 | #DIV/0!
2013-03-04 | 2013-03-04 04:00 | 2013 | 3 | 4 | 4 | 2 | 0 | #DIV/0!
2013-03-04 | 2013-03-04 05:00 | 2013 | 3 | 4 | 5 | 2 | 0 | #DIV/0!
2013-03-04 | 2013-03-04 06:00 | 2013 | 3 | 4 | 6 | 2 | 0 | #DIV/0!
2013-03-04 | 2013-03-04 07:00 | 2013 | 3 | 4 | 7 | 2 | 0 | #DIV/0!
2013-03-04 | 2013-03-04 08:00 | 2013 | 3 | 4 | 8 | 2 | 0 | #DIV/0!
2013-03-04 | 2013-03-04 09:00 | 2013 | 3 | 4 | 9 | 2 | 0 | #DIV/0!
2013-03-04 | 2013-03-04 10:00 | 2013 | 3 | 4 | 10 | 2 | 0 | #DIV/0!
2013-03-04 | 2013-03-04 11:00 | 2013 | 3 | 4 | 11 | 2 | 0 | #DIV/0!
2013-03-04 | 2013-03-04 12:00 | 2013 | 3 | 4 | 12 | 2 | 0 | #DIV/0!
2013-03-04 | 2013-03-04 13:00 | 2013 | 3 | 4 | 13 | 2 | 0 | #DIV/0!
2013-03-04 | 2013-03-04 14:00 | 2013 | 3 | 4 | 14 | 2 | 0 | #DIV/0!
2013-03-04 | 2013-03-04 15:00 | 2013 | 3 | 4 | 15 | 2 | 0 | #DIV/0!
2013-03-04 | 2013-03-04 16:00 | 2013 | 3 | 4 | 16 | 2 | 0 | #DIV/0!
2013-03-04 | 2013-03-04 17:00 | 2013 | 3 | 4 | 17 | 2 | 0 | #DIV/0!
2013-03-04 | 2013-03-04 18:00 | 2013 | 3 | 4 | 18 | 2 | 0 | #DIV/0!
2013-03-04 | 2013-03-04 19:00 | 2013 | 3 | 4 | 19 | 2 | 0 | #DIV/0!
2013-03-04 | 2013-03-04 20:00 | 2013 | 3 | 4 | 20 | 2 | 0 | #DIV/0!
2013-03-04 | 2013-03-04 21:00 | 2013 | 3 | 4 | 21 | 2 | 0 | #DIV/0!
2013-03-04 | 2013-03-04 22:00 | 2013 | 3 | 4 | 22 | 2 | 0 | #DIV/0!
2013-03-04 | 2013-03-04 23:00 | 2013 | 3 | 4 | 23 | 2 | 0 | #DIV/0!
2013-03-05 | 2013-03-05 | 2013 | 3 | 5 | 24 | 3 | 0 | #DIV/0!
2013-03-05 | 2013-03-05 01:00 | 2013 | 3 | 5 | 1 | 3 | 0 | #DIV/0!
2013-03-05 | 2013-03-05 02:00 | 2013 | 3 | 5 | 2 | 3 | 0 | #DIV/0!
2013-03-05 | 2013-03-05 03:00 | 2013 | 3 | 5 | 3 | 3 | 0 | #DIV/0!
2013-03-05 | 2013-03-05 04:00 | 2013 | 3 | 5 | 4 | 3 | 0 | #DIV/0!
2013-03-05 | 2013-03-05 05:00 | 2013 | 3 | 5 | 5 | 3 | 0 | #DIV/0!
2013-03-05 | 2013-03-05 06:00 | 2013 | 3 | 5 | 6 | 3 | 0 | #DIV/0!
2013-03-05 | 2013-03-05 07:00 | 2013 | 3 | 5 | 7 | 3 | 0 | #DIV/0!
2013-03-05 | 2013-03-05 08:00 | 2013 | 3 | 5 | 8 | 3 | 0 | #DIV/0!
2013-03-05 | 2013-03-05 09:00 | 2013 | 3 | 5 | 9 | 3 | 0 | #DIV/0!
2013-03-05 | 2013-03-05 10:00 | 2013 | 3 | 5 | 10 | 3 | 0 | #DIV/0!
2013-03-05 | 2013-03-05 11:00 | 2013 | 3 | 5 | 11 | 3 | 0 | #DIV/0!
2013-03-05 | 2013-03-05 12:00 | 2013 | 3 | 5 | 12 | 3 | 0 | #DIV/0!
2013-03-05 | 2013-03-05 13:00 | 2013 | 3 | 5 | 13 | 3 | 0 | #DIV/0!
2013-03-05 | 2013-03-05 14:00 | 2013 | 3 | 5 | 14 | 3 | 0 | #DIV/0!
2013-03-05 | 2013-03-05 15:00 | 2013 | 3 | 5 | 15 | 3 | 0 | #DIV/0!
2013-03-05 | 2013-03-05 16:00 | 2013 | 3 | 5 | 16 | 3 | 0 | #DIV/0!
2013-03-05 | 2013-03-05 17:00 | 2013 | 3 | 5 | 17 | 3 | 0 | #DIV/0!
2013-03-05 | 2013-03-05 18:00 | 2013 | 3 | 5 | 18 | 3 | 0 | #DIV/0!
2013-03-05 | 2013-03-05 19:00 | 2013 | 3 | 5 | 19 | 3 | 0 | #DIV/0!
2013-03-05 | 2013-03-05 20:00 | 2013 | 3 | 5 | 20 | 3 | 0 | #DIV/0!
2013-03-05 | 2013-03-05 21:00 | 2013 | 3 | 5 | 21 | 3 | 0 | #DIV/0!
2013-03-05 | 2013-03-05 22:00 | 2013 | 3 | 5 | 22 | 3 | 0 | #DIV/0!
2013-03-05 | 2013-03-05 23:00 | 2013 | 3 | 5 | 23 | 3 | 0 | #DIV/0!
2013-03-06 | 2013-03-06 | 2013 | 3 | 6 | 24 | 4 | 0 | #DIV/0!
2013-03-06 | 2013-03-06 01:00 | 2013 | 3 | 6 | 1 | 4 | 0 | #DIV/0!
2013-03-06 | 2013-03-06 02:00 | 2013 | 3 | 6 | 2 | 4 | 0 | #DIV/0!
2013-03-06 | 2013-03-06 03:00 | 2013 | 3 | 6 | 3 | 4 | 0 | #DIV/0!
2013-03-06 | 2013-03-06 04:00 | 2013 | 3 | 6 | 4 | 4 | 0 | #DIV/0!
2013-03-06 | 2013-03-06 05:00 | 2013 | 3 | 6 | 5 | 4 | 0 | #DIV/0!
2013-03-06 | 2013-03-06 06:00 | 2013 | 3 | 6 | 6 | 4 | 0 | #DIV/0!
2013-03-06 | 2013-03-06 07:00 | 2013 | 3 | 6 | 7 | 4 | 0 | #DIV/0!
2013-03-06 | 2013-03-06 08:00 | 2013 | 3 | 6 | 8 | 4 | 0 | #DIV/0!
2013-03-06 | 2013-03-06 09:00 | 2013 | 3 | 6 | 9 | 4 | 0 | #DIV/0!
2013-03-06 | 2013-03-06 10:00 | 2013 | 3 | 6 | 10 | 4 | 0 | #DIV/0!
2013-03-06 | 2013-03-06 11:00 | 2013 | 3 | 6 | 11 | 4 | 0 | #DIV/0!
2013-03-06 | 2013-03-06 12:00 | 2013 | 3 | 6 | 12 | 4 | 0 | #DIV/0!
2013-03-06 | 2013-03-06 13:00 | 2013 | 3 | 6 | 13 | 4 | 0 | #DIV/0!
2013-03-06 | 2013-03-06 14:00 | 2013 | 3 | 6 | 14 | 4 | 0 | #DIV/0!
2013-03-06 | 2013-03-06 15:00 | 2013 | 3 | 6 | 15 | 4 | 0 | #DIV/0!
2013-03-06 | 2013-03-06 16:00 | 2013 | 3 | 6 | 16 | 4 | 0 | #DIV/0!
2013-03-06 | 2013-03-06 17:00 | 2013 | 3 | 6 | 17 | 4 | 0 | #DIV/0!
2013-03-06 | 2013-03-06 18:00 | 2013 | 3 | 6 | 18 | 4 | 0 | #DIV/0!
2013-03-06 | 2013-03-06 19:00 | 2013 | 3 | 6 | 19 | 4 | 0 | #DIV/0!
2013-03-06 | 2013-03-06 20:00 | 2013 | 3 | 6 | 20 | 4 | 0 | #DIV/0!
2013-03-06 | 2013-03-06 21:00 | 2013 | 3 | 6 | 21 | 4 | 0 | #DIV/0!
2013-03-06 | 2013-03-06 22:00 | 2013 | 3 | 6 | 22 | 4 | 0 | #DIV/0!
2013-03-06 | 2013-03-06 23:00 | 2013 | 3 | 6 | 23 | 4 | 0 | #DIV/0!
2013-03-07 | 2013-03-07 | 2013 | 3 | 7 | 24 | 5 | 0 | #DIV/0!
2013-03-07 | 2013-03-07 01:00 | 2013 | 3 | 7 | 1 | 5 | 0 | #DIV/0!
2013-03-07 | 2013-03-07 02:00 | 2013 | 3 | 7 | 2 | 5 | 0 | #DIV/0!
2013-03-07 | 2013-03-07 03:00 | 2013 | 3 | 7 | 3 | 5 | 0 | #DIV/0!
2013-03-07 | 2013-03-07 04:00 | 2013 | 3 | 7 | 4 | 5 | 0 | #DIV/0!
2013-03-07 | 2013-03-07 05:00 | 2013 | 3 | 7 | 5 | 5 | 0 | #DIV/0!
2013-03-07 | 2013-03-07 06:00 | 2013 | 3 | 7 | 6 | 5 | 0 | #DIV/0!
2013-03-07 | 2013-03-07 07:00 | 2013 | 3 | 7 | 7 | 5 | 0 | #DIV/0!
2013-03-07 | 2013-03-07 08:00 | 2013 | 3 | 7 | 8 | 5 | 0 | #DIV/0!
2013-03-07 | 2013-03-07 09:00 | 2013 | 3 | 7 | 9 | 5 | 0 | #DIV/0!
2013-03-07 | 2013-03-07 10:00 | 2013 | 3 | 7 | 10 | 5 | 0 | #DIV/0!
2013-03-07 | 2013-03-07 11:00 | 2013 | 3 | 7 | 11 | 5 | 0 | #DIV/0!
2013-03-07 | 2013-03-07 12:00 | 2013 | 3 | 7 | 12 | 5 | 0 | #DIV/0!
2013-03-07 | 2013-03-07 13:00 | 2013 | 3 | 7 | 13 | 5 | 0 | #DIV/0!
2013-03-07 | 2013-03-07 14:00 | 2013 | 3 | 7 | 14 | 5 | 0 | #DIV/0!
2013-03-07 | 2013-03-07 15:00 | 2013 | 3 | 7 | 15 | 5 | 0 | #DIV/0!
2013-03-07 | 2013-03-07 16:00 | 2013 | 3 | 7 | 16 | 5 | 0 | #DIV/0!
2013-03-07 | 2013-03-07 17:00 | 2013 | 3 | 7 | 17 | 5 | 0 | #DIV/0!
2013-03-07 | 2013-03-07 18:00 | 2013 | 3 | 7 | 18 | 5 | 0 | #DIV/0!
2013-03-07 | 2013-03-07 19:00 | 2013 | 3 | 7 | 19 | 5 | 0 | #DIV/0!
2013-03-07 | 2013-03-07 20:00 | 2013 | 3 | 7 | 20 | 5 | 0 | #DIV/0!
2013-03-07 | 2013-03-07 21:00 | 2013 | 3 | 7 | 21 | 5 | 0 | #DIV/0!
2013-03-07 | 2013-03-07 22:00 | 2013 | 3 | 7 | 22 | 5 | 0 | #DIV/0!
2013-03-07 | 2013-03-07 23:00 | 2013 | 3 | 7 | 23 | 5 | 0 | #DIV/0!
2013-03-08 | 2013-03-08 | 2013 | 3 | 8 | 24 | 6 | 0 | #DIV/0!
2013-03-08 | 2013-03-08 01:00 | 2013 | 3 | 8 | 1 | 6 | 0 | #DIV/0!
2013-03-08 | 2013-03-08 02:00 | 2013 | 3 | 8 | 2 | 6 | 0 | #DIV/0!
2013-03-08 | 2013-03-08 03:00 | 2013 | 3 | 8 | 3 | 6 | 0 | #DIV/0!
2013-03-08 | 2013-03-08 04:00 | 2013 | 3 | 8 | 4 | 6 | 0 | #DIV/0!
2013-03-08 | 2013-03-08 05:00 | 2013 | 3 | 8 | 5 | 6 | 0 | #DIV/0!
2013-03-08 | 2013-03-08 06:00 | 2013 | 3 | 8 | 6 | 6 | 0 | #DIV/0!
2013-03-08 | 2013-03-08 07:00 | 2013 | 3 | 8 | 7 | 6 | 0 | #DIV/0!
2013-03-08 | 2013-03-08 08:00 | 2013 | 3 | 8 | 8 | 6 | 0 | #DIV/0!
2013-03-08 | 2013-03-08 09:00 | 2013 | 3 | 8 | 9 | 6 | 0 | #DIV/0!
2013-03-08 | 2013-03-08 10:00 | 2013 | 3 | 8 | 10 | 6 | 0 | #DIV/0!
2013-03-08 | 2013-03-08 11:00 | 2013 | 3 | 8 | 11 | 6 | 0 | #DIV/0!
2013-03-08 | 2013-03-08 12:00 | 2013 | 3 | 8 | 12 | 6 | 0 | #DIV/0!
2013-03-08 | 2013-03-08 13:00 | 2013 | 3 | 8 | 13 | 6 | 0 | #DIV/0!
2013-03-08 | 2013-03-08 14:00 | 2013 | 3 | 8 | 14 | 6 | 0 | #DIV/0!
2013-03-08 | 2013-03-08 15:00 | 2013 | 3 | 8 | 15 | 6 | 0 | #DIV/0!
2013-03-08 | 2013-03-08 16:00 | 2013 | 3 | 8 | 16 | 6 | 0 | #DIV/0!
2013-03-08 | 2013-03-08 17:00 | 2013 | 3 | 8 | 17 | 6 | 0 | #DIV/0!
2013-03-08 | 2013-03-08 18:00 | 2013 | 3 | 8 | 18 | 6 | 0 | #DIV/0!
2013-03-08 | 2013-03-08 19:00 | 2013 | 3 | 8 | 19 | 6 | 0 | #DIV/0!
2013-03-08 | 2013-03-08 20:00 | 2013 | 3 | 8 | 20 | 6 | 0 | #DIV/0!
2013-03-08 | 2013-03-08 21:00 | 2013 | 3 | 8 | 21 | 6 | 0 | #DIV/0!
2013-03-08 | 2013-03-08 22:00 | 2013 | 3 | 8 | 22 | 6 | 0 | #DIV/0!
2013-03-08 | 2013-03-08 23:00 | 2013 | 3 | 8 | 23 | 6 | 0 | #DIV/0!
2013-03-09 | 2013-03-09 | 2013 | 3 | 9 | 24 | 7 | 0 | #DIV/0!
2013-03-09 | 2013-03-09 01:00 | 2013 | 3 | 9 | 1 | 7 | 0 | #DIV/0!
2013-03-09 | 2013-03-09 02:00 | 2013 | 3 | 9 | 2 | 7 | 0 | #DIV/0!
2013-03-09 | 2013-03-09 03:00 | 2013 | 3 | 9 | 3 | 7 | 0 | #DIV/0!
2013-03-09 | 2013-03-09 04:00 | 2013 | 3 | 9 | 4 | 7 | 0 | #DIV/0!
2013-03-09 | 2013-03-09 05:00 | 2013 | 3 | 9 | 5 | 7 | 0 | #DIV/0!
2013-03-09 | 2013-03-09 06:00 | 2013 | 3 | 9 | 6 | 7 | 0 | #DIV/0!
2013-03-09 | 2013-03-09 07:00 | 2013 | 3 | 9 | 7 | 7 | 0 | #DIV/0!
2013-03-09 | 2013-03-09 08:00 | 2013 | 3 | 9 | 8 | 7 | 0 | #DIV/0!
2013-03-09 | 2013-03-09 09:00 | 2013 | 3 | 9 | 9 | 7 | 0 | #DIV/0!
2013-03-09 | 2013-03-09 10:00 | 2013 | 3 | 9 | 10 | 7 | 0 | #DIV/0!
2013-03-09 | 2013-03-09 11:00 | 2013 | 3 | 9 | 11 | 7 | 0 | #DIV/0!
2013-03-09 | 2013-03-09 12:00 | 2013 | 3 | 9 | 12 | 7 | 0 | #DIV/0!
2013-03-09 | 2013-03-09 13:00 | 2013 | 3 | 9 | 13 | 7 | 0 | #DIV/0!
2013-03-09 | 2013-03-09 14:00 | 2013 | 3 | 9 | 14 | 7 | 0 | #DIV/0!
2013-03-09 | 2013-03-09 15:00 | 2013 | 3 | 9 | 15 | 7 | 0 | #DIV/0!
2013-03-09 | 2013-03-09 16:00 | 2013 | 3 | 9 | 16 | 7 | 0 | #DIV/0!
2013-03-09 | 2013-03-09 17:00 | 2013 | 3 | 9 | 17 | 7 | 0 | #DIV/0!
2013-03-09 | 2013-03-09 18:00 | 2013 | 3 | 9 | 18 | 7 | 0 | #DIV/0!
2013-03-09 | 2013-03-09 19:00 | 2013 | 3 | 9 | 19 | 7 | 0 | #DIV/0!
2013-03-09 | 2013-03-09 20:00 | 2013 | 3 | 9 | 20 | 7 | 0 | #DIV/0!
2013-03-09 | 2013-03-09 21:00 | 2013 | 3 | 9 | 21 | 7 | 0 | #DIV/0!
2013-03-09 | 2013-03-09 22:00 | 2013 | 3 | 9 | 22 | 7 | 0 | #DIV/0!
2013-03-09 | 2013-03-09 23:00 | 2013 | 3 | 9 | 23 | 7 | 0 | #DIV/0!
2013-03-10 | 2013-03-10 | 2013 | 3 | 10 | 24 | 1 | 0 | #DIV/0!
2013-03-10 | 2013-03-10 01:00 | 2013 | 3 | 10 | 1 | 1 | 0 | #DIV/0!
2013-03-10 | 2013-03-10 02:00 | 2013 | 3 | 10 | 2 | 1 | 0 | #DIV/0!
2013-03-10 | 2013-03-10 03:00 | 2013 | 3 | 10 | 3 | 1 | 0 | #DIV/0!
2013-03-10 | 2013-03-10 04:00 | 2013 | 3 | 10 | 4 | 1 | 0 | #DIV/0!
2013-03-10 | 2013-03-10 05:00 | 2013 | 3 | 10 | 5 | 1 | 0 | #DIV/0!
2013-03-10 | 2013-03-10 06:00 | 2013 | 3 | 10 | 6 | 1 | 0 | #DIV/0!
2013-03-10 | 2013-03-10 07:00 | 2013 | 3 | 10 | 7 | 1 | 0 | #DIV/0!
2013-03-10 | 2013-03-10 08:00 | 2013 | 3 | 10 | 8 | 1 | 0 | #DIV/0!
2013-03-10 | 2013-03-10 09:00 | 2013 | 3 | 10 | 9 | 1 | 0 | #DIV/0!
2013-03-10 | 2013-03-10 10:00 | 2013 | 3 | 10 | 10 | 1 | 0 | #DIV/0!
2013-03-10 | 2013-03-10 11:00 | 2013 | 3 | 10 | 11 | 1 | 0 | #DIV/0!
2013-03-10 | 2013-03-10 12:00 | 2013 | 3 | 10 | 12 | 1 | 0 | #DIV/0!
2013-03-10 | 2013-03-10 13:00 | 2013 | 3 | 10 | 13 | 1 | 0 | #DIV/0!
2013-03-10 | 2013-03-10 14:00 | 2013 | 3 | 10 | 14 | 1 | 0 | #DIV/0!
2013-03-10 | 2013-03-10 15:00 | 2013 | 3 | 10 | 15 | 1 | 0 | #DIV/0!
2013-03-10 | 2013-03-10 16:00 | 2013 | 3 | 10 | 16 | 1 | 0 | #DIV/0!
2013-03-10 | 2013-03-10 17:00 | 2013 | 3 | 10 | 17 | 1 | 0 | #DIV/0!
2013-03-10 | 2013-03-10 18:00 | 2013 | 3 | 10 | 18 | 1 | 0 | #DIV/0!
2013-03-10 | 2013-03-10 19:00 | 2013 | 3 | 10 | 19 | 1 | 0 | #DIV/0!
2013-03-10 | 2013-03-10 20:00 | 2013 | 3 | 10 | 20 | 1 | 0 | #DIV/0!
2013-03-10 | 2013-03-10 21:00 | 2013 | 3 | 10 | 21 | 1 | 0 | #DIV/0!
2013-03-10 | 2013-03-10 22:00 | 2013 | 3 | 10 | 22 | 1 | 0 | #DIV/0!
2013-03-10 | 2013-03-10 23:00 | 2013 | 3 | 10 | 23 | 1 | 0 | #DIV/0!
2013-03-11 | 2013-03-11 | 2013 | 3 | 11 | 24 | 2 | 0 | #DIV/0!
2013-03-11 | 2013-03-11 01:00 | 2013 | 3 | 11 | 1 | 2 | 0 | #DIV/0!
2013-03-11 | 2013-03-11 02:00 | 2013 | 3 | 11 | 2 | 2 | 0 | #DIV/0!
2013-03-11 | 2013-03-11 03:00 | 2013 | 3 | 11 | 3 | 2 | 0 | #DIV/0!
2013-03-11 | 2013-03-11 04:00 | 2013 | 3 | 11 | 4 | 2 | 0 | #DIV/0!
2013-03-11 | 2013-03-11 05:00 | 2013 | 3 | 11 | 5 | 2 | 0 | #DIV/0!
2013-03-11 | 2013-03-11 06:00 | 2013 | 3 | 11 | 6 | 2 | 0 | #DIV/0!
2013-03-11 | 2013-03-11 07:00 | 2013 | 3 | 11 | 7 | 2 | 0 | #DIV/0!
2013-03-11 | 2013-03-11 08:00 | 2013 | 3 | 11 | 8 | 2 | 0 | #DIV/0!
2013-03-11 | 2013-03-11 09:00 | 2013 | 3 | 11 | 9 | 2 | 0 | #DIV/0!
2013-03-11 | 2013-03-11 10:00 | 2013 | 3 | 11 | 10 | 2 | 0 | #DIV/0!
2013-03-11 | 2013-03-11 11:00 | 2013 | 3 | 11 | 11 | 2 | 0 | #DIV/0!
2013-03-11 | 2013-03-11 12:00 | 2013 | 3 | 11 | 12 | 2 | 0 | #DIV/0!
2013-03-11 | 2013-03-11 13:00 | 2013 | 3 | 11 | 13 | 2 | 0 | #DIV/0!
2013-03-11 | 2013-03-11 14:00 | 2013 | 3 | 11 | 14 | 2 | 0 | #DIV/0!
2013-03-11 | 2013-03-11 15:00 | 2013 | 3 | 11 | 15 | 2 | 0 | #DIV/0!
2013-03-11 | 2013-03-11 16:00 | 2013 | 3 | 11 | 16 | 2 | 0 | #DIV/0!
2013-03-11 | 2013-03-11 17:00 | 2013 | 3 | 11 | 17 | 2 | 0 | #DIV/0!
2013-03-11 | 2013-03-11 18:00 | 2013 | 3 | 11 | 18 | 2 | 0 | #DIV/0!
2013-03-11 | 2013-03-11 19:00 | 2013 | 3 | 11 | 19 | 2 | 0 | #DIV/0!
2013-03-11 | 2013-03-11 20:00 | 2013 | 3 | 11 | 20 | 2 | 0 | #DIV/0!
2013-03-11 | 2013-03-11 21:00 | 2013 | 3 | 11 | 21 | 2 | 0 | #DIV/0!
2013-03-11 | 2013-03-11 22:00 | 2013 | 3 | 11 | 22 | 2 | 0 | #DIV/0!
2013-03-11 | 2013-03-11 23:00 | 2013 | 3 | 11 | 23 | 2 | 0 | #DIV/0!
2013-03-12 | 2013-03-12 | 2013 | 3 | 12 | 24 | 3 | 0 | #DIV/0!
2013-03-12 | 2013-03-12 01:00 | 2013 | 3 | 12 | 1 | 3 | 0 | #DIV/0!
2013-03-12 | 2013-03-12 02:00 | 2013 | 3 | 12 | 2 | 3 | 0 | #DIV/0!
2013-03-12 | 2013-03-12 03:00 | 2013 | 3 | 12 | 3 | 3 | 0 | #DIV/0!
2013-03-12 | 2013-03-12 04:00 | 2013 | 3 | 12 | 4 | 3 | 0 | #DIV/0!
2013-03-12 | 2013-03-12 05:00 | 2013 | 3 | 12 | 5 | 3 | 0 | #DIV/0!
2013-03-12 | 2013-03-12 06:00 | 2013 | 3 | 12 | 6 | 3 | 0 | #DIV/0!
2013-03-12 | 2013-03-12 07:00 | 2013 | 3 | 12 | 7 | 3 | 0 | #DIV/0!
2013-03-12 | 2013-03-12 08:00 | 2013 | 3 | 12 | 8 | 3 | 0 | #DIV/0!
2013-03-12 | 2013-03-12 09:00 | 2013 | 3 | 12 | 9 | 3 | 0 | #DIV/0!
2013-03-12 | 2013-03-12 10:00 | 2013 | 3 | 12 | 10 | 3 | 0 | #DIV/0!
2013-03-12 | 2013-03-12 11:00 | 2013 | 3 | 12 | 11 | 3 | 0 | #DIV/0!
2013-03-12 | 2013-03-12 12:00 | 2013 | 3 | 12 | 12 | 3 | 0 | #DIV/0!
2013-03-12 | 2013-03-12 13:00 | 2013 | 3 | 12 | 13 | 3 | 0 | #DIV/0!
2013-03-12 | 2013-03-12 14:00 | 2013 | 3 | 12 | 14 | 3 | 0 | #DIV/0!
2013-03-12 | 2013-03-12 15:00 | 2013 | 3 | 12 | 15 | 3 | 0 | #DIV/0!
2013-03-12 | 2013-03-12 16:00 | 2013 | 3 | 12 | 16 | 3 | 0 | #DIV/0!
2013-03-12 | 2013-03-12 17:00 | 2013 | 3 | 12 | 17 | 3 | 0 | #DIV/0!
2013-03-12 | 2013-03-12 18:00 | 2013 | 3 | 12 | 18 | 3 | 0 | #DIV/0!
2013-03-12 | 2013-03-12 19:00 | 2013 | 3 | 12 | 19 | 3 | 0 | #DIV/0!
2013-03-12 | 2013-03-12 20:00 | 2013 | 3 | 12 | 20 | 3 | 0 | #DIV/0!
2013-03-12 | 2013-03-12 21:00 | 2013 | 3 | 12 | 21 | 3 | 0 | #DIV/0!
2013-03-12 | 2013-03-12 22:00 | 2013 | 3 | 12 | 22 | 3 | 0 | #DIV/0!
2013-03-12 | 2013-03-12 23:00 | 2013 | 3 | 12 | 23 | 3 | 0 | #DIV/0!
2013-03-13 | 2013-03-13 | 2013 | 3 | 13 | 24 | 4 | 0 | #DIV/0!
2013-03-13 | 2013-03-13 01:00 | 2013 | 3 | 13 | 1 | 4 | 0 | #DIV/0!
2013-03-13 | 2013-03-13 02:00 | 2013 | 3 | 13 | 2 | 4 | 0 | #DIV/0!
2013-03-13 | 2013-03-13 03:00 | 2013 | 3 | 13 | 3 | 4 | 0 | #DIV/0!
2013-03-13 | 2013-03-13 04:00 | 2013 | 3 | 13 | 4 | 4 | 0 | #DIV/0!
2013-03-13 | 2013-03-13 05:00 | 2013 | 3 | 13 | 5 | 4 | 0 | #DIV/0!
2013-03-13 | 2013-03-13 06:00 | 2013 | 3 | 13 | 6 | 4 | 0 | #DIV/0!
2013-03-13 | 2013-03-13 07:00 | 2013 | 3 | 13 | 7 | 4 | 0 | #DIV/0!
2013-03-13 | 2013-03-13 08:00 | 2013 | 3 | 13 | 8 | 4 | 0 | #DIV/0!
2013-03-13 | 2013-03-13 09:00 | 2013 | 3 | 13 | 9 | 4 | 0 | #DIV/0!
2013-03-13 | 2013-03-13 10:00 | 2013 | 3 | 13 | 10 | 4 | 0 | #DIV/0!
2013-03-13 | 2013-03-13 11:00 | 2013 | 3 | 13 | 11 | 4 | 0 | #DIV/0!
2013-03-13 | 2013-03-13 12:00 | 2013 | 3 | 13 | 12 | 4 | 0 | #DIV/0!
2013-03-13 | 2013-03-13 13:00 | 2013 | 3 | 13 | 13 | 4 | 0 | #DIV/0!
2013-03-13 | 2013-03-13 14:00 | 2013 | 3 | 13 | 14 | 4 | 0 | #DIV/0!
2013-03-13 | 2013-03-13 15:00 | 2013 | 3 | 13 | 15 | 4 | 0 | #DIV/0!
2013-03-13 | 2013-03-13 16:00 | 2013 | 3 | 13 | 16 | 4 | 0 | #DIV/0!
2013-03-13 | 2013-03-13 17:00 | 2013 | 3 | 13 | 17 | 4 | 0 | #DIV/0!
2013-03-13 | 2013-03-13 18:00 | 2013 | 3 | 13 | 18 | 4 | 0 | #DIV/0!
2013-03-13 | 2013-03-13 19:00 | 2013 | 3 | 13 | 19 | 4 | 0 | #DIV/0!
2013-03-13 | 2013-03-13 20:00 | 2013 | 3 | 13 | 20 | 4 | 0 | #DIV/0!
2013-03-13 | 2013-03-13 21:00 | 2013 | 3 | 13 | 21 | 4 | 0 | #DIV/0!
2013-03-13 | 2013-03-13 22:00 | 2013 | 3 | 13 | 22 | 4 | 0 | #DIV/0!
2013-03-13 | 2013-03-13 23:00 | 2013 | 3 | 13 | 23 | 4 | 0 | #DIV/0!
2013-03-14 | 2013-03-14 | 2013 | 3 | 14 | 24 | 5 | 0 | #DIV/0!
2013-03-14 | 2013-03-14 01:00 | 2013 | 3 | 14 | 1 | 5 | 0 | #DIV/0!
2013-03-14 | 2013-03-14 02:00 | 2013 | 3 | 14 | 2 | 5 | 0 | #DIV/0!
2013-03-14 | 2013-03-14 03:00 | 2013 | 3 | 14 | 3 | 5 | 0 | #DIV/0!
2013-03-14 | 2013-03-14 04:00 | 2013 | 3 | 14 | 4 | 5 | 0 | #DIV/0!
2013-03-14 | 2013-03-14 05:00 | 2013 | 3 | 14 | 5 | 5 | 0 | #DIV/0!
2013-03-14 | 2013-03-14 06:00 | 2013 | 3 | 14 | 6 | 5 | 0 | #DIV/0!
2013-03-14 | 2013-03-14 07:00 | 2013 | 3 | 14 | 7 | 5 | 0 | #DIV/0!
2013-03-14 | 2013-03-14 08:00 | 2013 | 3 | 14 | 8 | 5 | 0 | #DIV/0!
2013-03-14 | 2013-03-14 09:00 | 2013 | 3 | 14 | 9 | 5 | 0 | #DIV/0!
2013-03-14 | 2013-03-14 10:00 | 2013 | 3 | 14 | 10 | 5 | 0 | #DIV/0!
2013-03-14 | 2013-03-14 11:00 | 2013 | 3 | 14 | 11 | 5 | 0 | #DIV/0!
2013-03-14 | 2013-03-14 12:00 | 2013 | 3 | 14 | 12 | 5 | 0 | #DIV/0!
2013-03-14 | 2013-03-14 13:00 | 2013 | 3 | 14 | 13 | 5 | 0 | #DIV/0!
2013-03-14 | 2013-03-14 14:00 | 2013 | 3 | 14 | 14 | 5 | 0 | #DIV/0!
2013-03-14 | 2013-03-14 15:00 | 2013 | 3 | 14 | 15 | 5 | 0 | #DIV/0!
2013-03-14 | 2013-03-14 16:00 | 2013 | 3 | 14 | 16 | 5 | 0 | #DIV/0!
2013-03-14 | 2013-03-14 17:00 | 2013 | 3 | 14 | 17 | 5 | 0 | #DIV/0!
2013-03-14 | 2013-03-14 18:00 | 2013 | 3 | 14 | 18 | 5 | 0 | #DIV/0!
2013-03-14 | 2013-03-14 19:00 | 2013 | 3 | 14 | 19 | 5 | 0 | #DIV/0!
2013-03-14 | 2013-03-14 20:00 | 2013 | 3 | 14 | 20 | 5 | 0 | #DIV/0!
2013-03-14 | 2013-03-14 21:00 | 2013 | 3 | 14 | 21 | 5 | 0 | #DIV/0!
2013-03-14 | 2013-03-14 22:00 | 2013 | 3 | 14 | 22 | 5 | 0 | #DIV/0!
2013-03-14 | 2013-03-14 23:00 | 2013 | 3 | 14 | 23 | 5 | 0 | #DIV/0!
2013-03-15 | 2013-03-15 | 2013 | 3 | 15 | 24 | 6 | 0 | #DIV/0!
2013-03-15 | 2013-03-15 01:00 | 2013 | 3 | 15 | 1 | 6 | 0 | #DIV/0!
2013-03-15 | 2013-03-15 02:00 | 2013 | 3 | 15 | 2 | 6 | 0 | #DIV/0!
2013-03-15 | 2013-03-15 03:00 | 2013 | 3 | 15 | 3 | 6 | 0 | #DIV/0!
2013-03-15 | 2013-03-15 04:00 | 2013 | 3 | 15 | 4 | 6 | 0 | #DIV/0!
2013-03-15 | 2013-03-15 05:00 | 2013 | 3 | 15 | 5 | 6 | 0 | #DIV/0!
2013-03-15 | 2013-03-15 06:00 | 2013 | 3 | 15 | 6 | 6 | 0 | #DIV/0!
2013-03-15 | 2013-03-15 07:00 | 2013 | 3 | 15 | 7 | 6 | 0 | #DIV/0!
2013-03-15 | 2013-03-15 08:00 | 2013 | 3 | 15 | 8 | 6 | 0 | #DIV/0!
2013-03-15 | 2013-03-15 09:00 | 2013 | 3 | 15 | 9 | 6 | 0 | #DIV/0!
2013-03-15 | 2013-03-15 10:00 | 2013 | 3 | 15 | 10 | 6 | 0 | #DIV/0!
2013-03-15 | 2013-03-15 11:00 | 2013 | 3 | 15 | 11 | 6 | 0 | #DIV/0!
2013-03-15 | 2013-03-15 12:00 | 2013 | 3 | 15 | 12 | 6 | 0 | #DIV/0!
2013-03-15 | 2013-03-15 13:00 | 2013 | 3 | 15 | 13 | 6 | 0 | #DIV/0!
2013-03-15 | 2013-03-15 14:00 | 2013 | 3 | 15 | 14 | 6 | 0 | #DIV/0!
2013-03-15 | 2013-03-15 15:00 | 2013 | 3 | 15 | 15 | 6 | 0 | #DIV/0!
2013-03-15 | 2013-03-15 16:00 | 2013 | 3 | 15 | 16 | 6 | 0 | #DIV/0!
2013-03-15 | 2013-03-15 17:00 | 2013 | 3 | 15 | 17 | 6 | 0 | #DIV/0!
2013-03-15 | 2013-03-15 18:00 | 2013 | 3 | 15 | 18 | 6 | 0 | #DIV/0!
2013-03-15 | 2013-03-15 19:00 | 2013 | 3 | 15 | 19 | 6 | 0 | #DIV/0!
2013-03-15 | 2013-03-15 20:00 | 2013 | 3 | 15 | 20 | 6 | 0 | #DIV/0!
2013-03-15 | 2013-03-15 21:00 | 2013 | 3 | 15 | 21 | 6 | 0 | #DIV/0!
2013-03-15 | 2013-03-15 22:00 | 2013 | 3 | 15 | 22 | 6 | 0 | #DIV/0!
2013-03-15 | 2013-03-15 23:00 | 2013 | 3 | 15 | 23 | 6 | 0 | #DIV/0!
2013-03-16 | 2013-03-16 | 2013 | 3 | 16 | 24 | 7 | 0 | #DIV/0!
2013-03-16 | 2013-03-16 01:00 | 2013 | 3 | 16 | 1 | 7 | 0 | #DIV/0!
2013-03-16 | 2013-03-16 02:00 | 2013 | 3 | 16 | 2 | 7 | 0 | #DIV/0!
2013-03-16 | 2013-03-16 03:00 | 2013 | 3 | 16 | 3 | 7 | 0 | #DIV/0!
2013-03-16 | 2013-03-16 04:00 | 2013 | 3 | 16 | 4 | 7 | 0 | #DIV/0!
2013-03-16 | 2013-03-16 05:00 | 2013 | 3 | 16 | 5 | 7 | 0 | #DIV/0!
2013-03-16 | 2013-03-16 06:00 | 2013 | 3 | 16 | 6 | 7 | 0 | #DIV/0!
2013-03-16 | 2013-03-16 07:00 | 2013 | 3 | 16 | 7 | 7 | 0 | #DIV/0!
2013-03-16 | 2013-03-16 08:00 | 2013 | 3 | 16 | 8 | 7 | 0 | #DIV/0!
2013-03-16 | 2013-03-16 09:00 | 2013 | 3 | 16 | 9 | 7 | 0 | #DIV/0!
2013-03-16 | 2013-03-16 10:00 | 2013 | 3 | 16 | 10 | 7 | 0 | #DIV/0!
2013-03-16 | 2013-03-16 11:00 | 2013 | 3 | 16 | 11 | 7 | 0 | #DIV/0!
2013-03-16 | 2013-03-16 12:00 | 2013 | 3 | 16 | 12 | 7 | 0 | #DIV/0!
2013-03-16 | 2013-03-16 13:00 | 2013 | 3 | 16 | 13 | 7 | 0 | #DIV/0!
2013-03-16 | 2013-03-16 14:00 | 2013 | 3 | 16 | 14 | 7 | 0 | #DIV/0!
2013-03-16 | 2013-03-16 15:00 | 2013 | 3 | 16 | 15 | 7 | 0 | #DIV/0!
2013-03-16 | 2013-03-16 16:00 | 2013 | 3 | 16 | 16 | 7 | 0 | #DIV/0!
2013-03-16 | 2013-03-16 17:00 | 2013 | 3 | 16 | 17 | 7 | 0 | #DIV/0!
2013-03-16 | 2013-03-16 18:00 | 2013 | 3 | 16 | 18 | 7 | 0 | #DIV/0!
2013-03-16 | 2013-03-16 19:00 | 2013 | 3 | 16 | 19 | 7 | 0 | #DIV/0!
2013-03-16 | 2013-03-16 20:00 | 2013 | 3 | 16 | 20 | 7 | 0 | #DIV/0!
2013-03-16 | 2013-03-16 21:00 | 2013 | 3 | 16 | 21 | 7 | 0 | #DIV/0!
2013-03-16 | 2013-03-16 22:00 | 2013 | 3 | 16 | 22 | 7 | 0 | #DIV/0!
2013-03-16 | 2013-03-16 23:00 | 2013 | 3 | 16 | 23 | 7 | 0 | #DIV/0!
2013-03-17 | 2013-03-17 | 2013 | 3 | 17 | 24 | 1 | 0 | #DIV/0!
2013-03-17 | 2013-03-17 01:00 | 2013 | 3 | 17 | 1 | 1 | 0 | #DIV/0!
2013-03-17 | 2013-03-17 02:00 | 2013 | 3 | 17 | 2 | 1 | 0 | #DIV/0!
2013-03-17 | 2013-03-17 03:00 | 2013 | 3 | 17 | 3 | 1 | 0 | #DIV/0!
2013-03-17 | 2013-03-17 04:00 | 2013 | 3 | 17 | 4 | 1 | 0 | #DIV/0!
2013-03-17 | 2013-03-17 05:00 | 2013 | 3 | 17 | 5 | 1 | 0 | #DIV/0!
2013-03-17 | 2013-03-17 06:00 | 2013 | 3 | 17 | 6 | 1 | 0 | #DIV/0!
2013-03-17 | 2013-03-17 07:00 | 2013 | 3 | 17 | 7 | 1 | 0 | #DIV/0!
2013-03-17 | 2013-03-17 08:00 | 2013 | 3 | 17 | 8 | 1 | 0 | #DIV/0!
2013-03-17 | 2013-03-17 09:00 | 2013 | 3 | 17 | 9 | 1 | 0 | #DIV/0!
2013-03-17 | 2013-03-17 10:00 | 2013 | 3 | 17 | 10 | 1 | 0 | #DIV/0!
2013-03-17 | 2013-03-17 11:00 | 2013 | 3 | 17 | 11 | 1 | 0 | #DIV/0!
2013-03-17 | 2013-03-17 12:00 | 2013 | 3 | 17 | 12 | 1 | 0 | #DIV/0!
2013-03-17 | 2013-03-17 13:00 | 2013 | 3 | 17 | 13 | 1 | 0 | #DIV/0!
2013-03-17 | 2013-03-17 14:00 | 2013 | 3 | 17 | 14 | 1 | 0 | #DIV/0!
2013-03-17 | 2013-03-17 15:00 | 2013 | 3 | 17 | 15 | 1 | 0 | #DIV/0!
2013-03-17 | 2013-03-17 16:00 | 2013 | 3 | 17 | 16 | 1 | 0 | #DIV/0!
2013-03-17 | 2013-03-17 17:00 | 2013 | 3 | 17 | 17 | 1 | 0 | #DIV/0!
2013-03-17 | 2013-03-17 18:00 | 2013 | 3 | 17 | 18 | 1 | 0 | #DIV/0!
2013-03-17 | 2013-03-17 19:00 | 2013 | 3 | 17 | 19 | 1 | 0 | #DIV/0!
2013-03-17 | 2013-03-17 20:00 | 2013 | 3 | 17 | 20 | 1 | 0 | #DIV/0!
2013-03-17 | 2013-03-17 21:00 | 2013 | 3 | 17 | 21 | 1 | 0 | #DIV/0!
2013-03-17 | 2013-03-17 22:00 | 2013 | 3 | 17 | 22 | 1 | 0 | #DIV/0!
2013-03-17 | 2013-03-17 23:00 | 2013 | 3 | 17 | 23 | 1 | 0 | #DIV/0!
2013-03-18 | 2013-03-18 | 2013 | 3 | 18 | 24 | 2 | 0 | #DIV/0!
2013-03-18 | 2013-03-18 01:00 | 2013 | 3 | 18 | 1 | 2 | 0 | #DIV/0!
2013-03-18 | 2013-03-18 02:00 | 2013 | 3 | 18 | 2 | 2 | 0 | #DIV/0!
2013-03-18 | 2013-03-18 03:00 | 2013 | 3 | 18 | 3 | 2 | 0 | #DIV/0!
2013-03-18 | 2013-03-18 04:00 | 2013 | 3 | 18 | 4 | 2 | 0 | #DIV/0!
2013-03-18 | 2013-03-18 05:00 | 2013 | 3 | 18 | 5 | 2 | 0 | #DIV/0!
2013-03-18 | 2013-03-18 06:00 | 2013 | 3 | 18 | 6 | 2 | 0 | #DIV/0!
2013-03-18 | 2013-03-18 07:00 | 2013 | 3 | 18 | 7 | 2 | 0 | #DIV/0!
2013-03-18 | 2013-03-18 08:00 | 2013 | 3 | 18 | 8 | 2 | 0 | #DIV/0!
2013-03-18 | 2013-03-18 09:00 | 2013 | 3 | 18 | 9 | 2 | 0 | #DIV/0!
2013-03-18 | 2013-03-18 10:00 | 2013 | 3 | 18 | 10 | 2 | 0 | #DIV/0!
2013-03-18 | 2013-03-18 11:00 | 2013 | 3 | 18 | 11 | 2 | 0 | #DIV/0!
2013-03-18 | 2013-03-18 12:00 | 2013 | 3 | 18 | 12 | 2 | 0 | #DIV/0!
2013-03-18 | 2013-03-18 13:00 | 2013 | 3 | 18 | 13 | 2 | 0 | #DIV/0!
2013-03-18 | 2013-03-18 14:00 | 2013 | 3 | 18 | 14 | 2 | 0 | #DIV/0!
2013-03-18 | 2013-03-18 15:00 | 2013 | 3 | 18 | 15 | 2 | 0 | #DIV/0!
2013-03-18 | 2013-03-18 16:00 | 2013 | 3 | 18 | 16 | 2 | 0 | #DIV/0!
2013-03-18 | 2013-03-18 17:00 | 2013 | 3 | 18 | 17 | 2 | 0 | #DIV/0!
2013-03-18 | 2013-03-18 18:00 | 2013 | 3 | 18 | 18 | 2 | 0 | #DIV/0!
2013-03-18 | 2013-03-18 19:00 | 2013 | 3 | 18 | 19 | 2 | 0 | #DIV/0!
2013-03-18 | 2013-03-18 20:00 | 2013 | 3 | 18 | 20 | 2 | 0 | #DIV/0!
2013-03-18 | 2013-03-18 21:00 | 2013 | 3 | 18 | 21 | 2 | 0 | #DIV/0!
2013-03-18 | 2013-03-18 22:00 | 2013 | 3 | 18 | 22 | 2 | 0 | #DIV/0!
2013-03-18 | 2013-03-18 23:00 | 2013 | 3 | 18 | 23 | 2 | 0 | #DIV/0!
2013-03-19 | 2013-03-19 | 2013 | 3 | 19 | 24 | 3 | 0 | #DIV/0!
2013-03-19 | 2013-03-19 01:00 | 2013 | 3 | 19 | 1 | 3 | 0 | #DIV/0!
2013-03-19 | 2013-03-19 02:00 | 2013 | 3 | 19 | 2 | 3 | 0 | #DIV/0!
2013-03-19 | 2013-03-19 03:00 | 2013 | 3 | 19 | 3 | 3 | 0 | #DIV/0!
2013-03-19 | 2013-03-19 04:00 | 2013 | 3 | 19 | 4 | 3 | 0 | #DIV/0!
2013-03-19 | 2013-03-19 05:00 | 2013 | 3 | 19 | 5 | 3 | 0 | #DIV/0!
2013-03-19 | 2013-03-19 06:00 | 2013 | 3 | 19 | 6 | 3 | 0 | #DIV/0!
2013-03-19 | 2013-03-19 07:00 | 2013 | 3 | 19 | 7 | 3 | 0 | #DIV/0!
2013-03-19 | 2013-03-19 08:00 | 2013 | 3 | 19 | 8 | 3 | 0 | #DIV/0!
2013-03-19 | 2013-03-19 09:00 | 2013 | 3 | 19 | 9 | 3 | 0 | #DIV/0!
2013-03-19 | 2013-03-19 10:00 | 2013 | 3 | 19 | 10 | 3 | 0 | #DIV/0!
2013-03-19 | 2013-03-19 11:00 | 2013 | 3 | 19 | 11 | 3 | 0 | #DIV/0!
2013-03-19 | 2013-03-19 12:00 | 2013 | 3 | 19 | 12 | 3 | 0 | #DIV/0!
2013-03-19 | 2013-03-19 13:00 | 2013 | 3 | 19 | 13 | 3 | 0 | #DIV/0!
2013-03-19 | 2013-03-19 14:00 | 2013 | 3 | 19 | 14 | 3 | 0 | #DIV/0!
2013-03-19 | 2013-03-19 15:00 | 2013 | 3 | 19 | 15 | 3 | 0 | #DIV/0!
2013-03-19 | 2013-03-19 16:00 | 2013 | 3 | 19 | 16 | 3 | 0 | #DIV/0!
2013-03-19 | 2013-03-19 17:00 | 2013 | 3 | 19 | 17 | 3 | 0 | #DIV/0!
2013-03-19 | 2013-03-19 18:00 | 2013 | 3 | 19 | 18 | 3 | 0 | #DIV/0!
2013-03-19 | 2013-03-19 19:00 | 2013 | 3 | 19 | 19 | 3 | 0 | #DIV/0!
2013-03-19 | 2013-03-19 20:00 | 2013 | 3 | 19 | 20 | 3 | 0 | #DIV/0!
2013-03-19 | 2013-03-19 21:00 | 2013 | 3 | 19 | 21 | 3 | 0 | #DIV/0!
2013-03-19 | 2013-03-19 22:00 | 2013 | 3 | 19 | 22 | 3 | 0 | #DIV/0!
2013-03-19 | 2013-03-19 23:00 | 2013 | 3 | 19 | 23 | 3 | 0 | #DIV/0!
2013-03-20 | 2013-03-20 | 2013 | 3 | 20 | 24 | 4 | 0 | #DIV/0!
2013-03-20 | 2013-03-20 01:00 | 2013 | 3 | 20 | 1 | 4 | 0 | #DIV/0!
2013-03-20 | 2013-03-20 02:00 | 2013 | 3 | 20 | 2 | 4 | 0 | #DIV/0!
2013-03-20 | 2013-03-20 03:00 | 2013 | 3 | 20 | 3 | 4 | 0 | #DIV/0!
2013-03-20 | 2013-03-20 04:00 | 2013 | 3 | 20 | 4 | 4 | 0 | #DIV/0!
2013-03-20 | 2013-03-20 05:00 | 2013 | 3 | 20 | 5 | 4 | 0 | #DIV/0!
2013-03-20 | 2013-03-20 06:00 | 2013 | 3 | 20 | 6 | 4 | 0 | #DIV/0!
2013-03-20 | 2013-03-20 07:00 | 2013 | 3 | 20 | 7 | 4 | 0 | #DIV/0!
2013-03-20 | 2013-03-20 08:00 | 2013 | 3 | 20 | 8 | 4 | 0 | #DIV/0!
2013-03-20 | 2013-03-20 09:00 | 2013 | 3 | 20 | 9 | 4 | 0 | #DIV/0!
2013-03-20 | 2013-03-20 10:00 | 2013 | 3 | 20 | 10 | 4 | 0 | #DIV/0!
2013-03-20 | 2013-03-20 11:00 | 2013 | 3 | 20 | 11 | 4 | 0 | #DIV/0!
2013-03-20 | 2013-03-20 12:00 | 2013 | 3 | 20 | 12 | 4 | 0 | #DIV/0!
2013-03-20 | 2013-03-20 13:00 | 2013 | 3 | 20 | 13 | 4 | 0 | #DIV/0!
2013-03-20 | 2013-03-20 14:00 | 2013 | 3 | 20 | 14 | 4 | 0 | #DIV/0!
2013-03-20 | 2013-03-20 15:00 | 2013 | 3 | 20 | 15 | 4 | 0 | #DIV/0!
2013-03-20 | 2013-03-20 16:00 | 2013 | 3 | 20 | 16 | 4 | 0 | #DIV/0!
2013-03-20 | 2013-03-20 17:00 | 2013 | 3 | 20 | 17 | 4 | 0 | #DIV/0!
2013-03-20 | 2013-03-20 18:00 | 2013 | 3 | 20 | 18 | 4 | 0 | #DIV/0!
2013-03-20 | 2013-03-20 19:00 | 2013 | 3 | 20 | 19 | 4 | 0 | #DIV/0!
2013-03-20 | 2013-03-20 20:00 | 2013 | 3 | 20 | 20 | 4 | 0 | #DIV/0!
2013-03-20 | 2013-03-20 21:00 | 2013 | 3 | 20 | 21 | 4 | 0 | #DIV/0!
2013-03-20 | 2013-03-20 22:00 | 2013 | 3 | 20 | 22 | 4 | 0 | #DIV/0!
2013-03-20 | 2013-03-20 23:00 | 2013 | 3 | 20 | 23 | 4 | 0 | #DIV/0!
2013-03-21 | 2013-03-21 | 2013 | 3 | 21 | 24 | 5 | 0 | #DIV/0!
2013-03-21 | 2013-03-21 01:00 | 2013 | 3 | 21 | 1 | 5 | 0 | #DIV/0!
2013-03-21 | 2013-03-21 02:00 | 2013 | 3 | 21 | 2 | 5 | 0 | #DIV/0!
2013-03-21 | 2013-03-21 03:00 | 2013 | 3 | 21 | 3 | 5 | 0 | #DIV/0!
2013-03-21 | 2013-03-21 04:00 | 2013 | 3 | 21 | 4 | 5 | 0 | #DIV/0!
2013-03-21 | 2013-03-21 05:00 | 2013 | 3 | 21 | 5 | 5 | 0 | #DIV/0!
2013-03-21 | 2013-03-21 06:00 | 2013 | 3 | 21 | 6 | 5 | 0 | #DIV/0!
2013-03-21 | 2013-03-21 07:00 | 2013 | 3 | 21 | 7 | 5 | 0 | #DIV/0!
2013-03-21 | 2013-03-21 08:00 | 2013 | 3 | 21 | 8 | 5 | 0 | #DIV/0!
2013-03-21 | 2013-03-21 09:00 | 2013 | 3 | 21 | 9 | 5 | 0 | #DIV/0!
2013-03-21 | 2013-03-21 10:00 | 2013 | 3 | 21 | 10 | 5 | 0 | #DIV/0!
2013-03-21 | 2013-03-21 11:00 | 2013 | 3 | 21 | 11 | 5 | 0 | #DIV/0!
2013-03-21 | 2013-03-21 12:00 | 2013 | 3 | 21 | 12 | 5 | 0 | #DIV/0!
2013-03-21 | 2013-03-21 13:00 | 2013 | 3 | 21 | 13 | 5 | 0 | #DIV/0!
2013-03-21 | 2013-03-21 14:00 | 2013 | 3 | 21 | 14 | 5 | 0 | #DIV/0!
2013-03-21 | 2013-03-21 15:00 | 2013 | 3 | 21 | 15 | 5 | 0 | #DIV/0!
2013-03-21 | 2013-03-21 16:00 | 2013 | 3 | 21 | 16 | 5 | 0 | #DIV/0!
2013-03-21 | 2013-03-21 17:00 | 2013 | 3 | 21 | 17 | 5 | 0 | #DIV/0!
2013-03-21 | 2013-03-21 18:00 | 2013 | 3 | 21 | 18 | 5 | 0 | #DIV/0!
2013-03-21 | 2013-03-21 19:00 | 2013 | 3 | 21 | 19 | 5 | 0 | #DIV/0!
2013-03-21 | 2013-03-21 20:00 | 2013 | 3 | 21 | 20 | 5 | 0 | #DIV/0!
2013-03-21 | 2013-03-21 21:00 | 2013 | 3 | 21 | 21 | 5 | 0 | #DIV/0!
2013-03-21 | 2013-03-21 22:00 | 2013 | 3 | 21 | 22 | 5 | 0 | #DIV/0!
2013-03-21 | 2013-03-21 23:00 | 2013 | 3 | 21 | 23 | 5 | 0 | #DIV/0!
2013-03-22 | 2013-03-22 | 2013 | 3 | 22 | 24 | 6 | 0 | #DIV/0!
2013-03-22 | 2013-03-22 01:00 | 2013 | 3 | 22 | 1 | 6 | 0 | #DIV/0!
2013-03-22 | 2013-03-22 02:00 | 2013 | 3 | 22 | 2 | 6 | 0 | #DIV/0!
2013-03-22 | 2013-03-22 03:00 | 2013 | 3 | 22 | 3 | 6 | 0 | #DIV/0!
2013-03-22 | 2013-03-22 04:00 | 2013 | 3 | 22 | 4 | 6 | 0 | #DIV/0!
2013-03-22 | 2013-03-22 05:00 | 2013 | 3 | 22 | 5 | 6 | 0 | #DIV/0!
2013-03-22 | 2013-03-22 06:00 | 2013 | 3 | 22 | 6 | 6 | 0 | #DIV/0!
2013-03-22 | 2013-03-22 07:00 | 2013 | 3 | 22 | 7 | 6 | 0 | #DIV/0!
2013-03-22 | 2013-03-22 08:00 | 2013 | 3 | 22 | 8 | 6 | 0 | #DIV/0!
2013-03-22 | 2013-03-22 09:00 | 2013 | 3 | 22 | 9 | 6 | 0 | #DIV/0!
2013-03-22 | 2013-03-22 10:00 | 2013 | 3 | 22 | 10 | 6 | 0 | #DIV/0!
2013-03-22 | 2013-03-22 11:00 | 2013 | 3 | 22 | 11 | 6 | 0 | #DIV/0!
2013-03-22 | 2013-03-22 12:00 | 2013 | 3 | 22 | 12 | 6 | 0 | #DIV/0!
2013-03-22 | 2013-03-22 13:00 | 2013 | 3 | 22 | 13 | 6 | 0 | #DIV/0!
2013-03-22 | 2013-03-22 14:00 | 2013 | 3 | 22 | 14 | 6 | 0 | #DIV/0!
2013-03-22 | 2013-03-22 15:00 | 2013 | 3 | 22 | 15 | 6 | 0 | #DIV/0!
2013-03-22 | 2013-03-22 16:00 | 2013 | 3 | 22 | 16 | 6 | 0 | #DIV/0!
2013-03-22 | 2013-03-22 17:00 | 2013 | 3 | 22 | 17 | 6 | 0 | #DIV/0!
2013-03-22 | 2013-03-22 18:00 | 2013 | 3 | 22 | 18 | 6 | 0 | #DIV/0!
2013-03-22 | 2013-03-22 19:00 | 2013 | 3 | 22 | 19 | 6 | 0 | #DIV/0!
2013-03-22 | 2013-03-22 20:00 | 2013 | 3 | 22 | 20 | 6 | 0 | #DIV/0!
2013-03-22 | 2013-03-22 21:00 | 2013 | 3 | 22 | 21 | 6 | 0 | #DIV/0!
2013-03-22 | 2013-03-22 22:00 | 2013 | 3 | 22 | 22 | 6 | 0 | #DIV/0!
2013-03-22 | 2013-03-22 23:00 | 2013 | 3 | 22 | 23 | 6 | 0 | #DIV/0!
2013-03-23 | 2013-03-23 | 2013 | 3 | 23 | 24 | 7 | 0 | #DIV/0!
2013-03-23 | 2013-03-23 01:00 | 2013 | 3 | 23 | 1 | 7 | 0 | #DIV/0!
2013-03-23 | 2013-03-23 02:00 | 2013 | 3 | 23 | 2 | 7 | 0 | #DIV/0!
2013-03-23 | 2013-03-23 03:00 | 2013 | 3 | 23 | 3 | 7 | 0 | #DIV/0!
2013-03-23 | 2013-03-23 04:00 | 2013 | 3 | 23 | 4 | 7 | 0 | #DIV/0!
2013-03-23 | 2013-03-23 05:00 | 2013 | 3 | 23 | 5 | 7 | 0 | #DIV/0!
2013-03-23 | 2013-03-23 06:00 | 2013 | 3 | 23 | 6 | 7 | 0 | #DIV/0!
2013-03-23 | 2013-03-23 07:00 | 2013 | 3 | 23 | 7 | 7 | 0 | #DIV/0!
2013-03-23 | 2013-03-23 08:00 | 2013 | 3 | 23 | 8 | 7 | 0 | #DIV/0!
2013-03-23 | 2013-03-23 09:00 | 2013 | 3 | 23 | 9 | 7 | 0 | #DIV/0!
2013-03-23 | 2013-03-23 10:00 | 2013 | 3 | 23 | 10 | 7 | 0 | #DIV/0!
2013-03-23 | 2013-03-23 11:00 | 2013 | 3 | 23 | 11 | 7 | 0 | #DIV/0!
2013-03-23 | 2013-03-23 12:00 | 2013 | 3 | 23 | 12 | 7 | 0 | #DIV/0!
2013-03-23 | 2013-03-23 13:00 | 2013 | 3 | 23 | 13 | 7 | 0 | #DIV/0!
2013-03-23 | 2013-03-23 14:00 | 2013 | 3 | 23 | 14 | 7 | 0 | #DIV/0!
2013-03-23 | 2013-03-23 15:00 | 2013 | 3 | 23 | 15 | 7 | 0 | #DIV/0!
2013-03-23 | 2013-03-23 16:00 | 2013 | 3 | 23 | 16 | 7 | 0 | #DIV/0!
2013-03-23 | 2013-03-23 17:00 | 2013 | 3 | 23 | 17 | 7 | 0 | #DIV/0!
2013-03-23 | 2013-03-23 18:00 | 2013 | 3 | 23 | 18 | 7 | 0 | #DIV/0!
2013-03-23 | 2013-03-23 19:00 | 2013 | 3 | 23 | 19 | 7 | 0 | #DIV/0!
2013-03-23 | 2013-03-23 20:00 | 2013 | 3 | 23 | 20 | 7 | 0 | #DIV/0!
2013-03-23 | 2013-03-23 21:00 | 2013 | 3 | 23 | 21 | 7 | 0 | #DIV/0!
2013-03-23 | 2013-03-23 22:00 | 2013 | 3 | 23 | 22 | 7 | 0 | #DIV/0!
2013-03-23 | 2013-03-23 23:00 | 2013 | 3 | 23 | 23 | 7 | 0 | #DIV/0!
2013-03-24 | 2013-03-24 | 2013 | 3 | 24 | 24 | 1 | 0 | #DIV/0!
2013-03-24 | 2013-03-24 01:00 | 2013 | 3 | 24 | 1 | 1 | 0 | #DIV/0!
2013-03-24 | 2013-03-24 02:00 | 2013 | 3 | 24 | 2 | 1 | 0 | #DIV/0!
2013-03-24 | 2013-03-24 03:00 | 2013 | 3 | 24 | 3 | 1 | 0 | #DIV/0!
2013-03-24 | 2013-03-24 04:00 | 2013 | 3 | 24 | 4 | 1 | 0 | #DIV/0!
2013-03-24 | 2013-03-24 05:00 | 2013 | 3 | 24 | 5 | 1 | 0 | #DIV/0!
2013-03-24 | 2013-03-24 06:00 | 2013 | 3 | 24 | 6 | 1 | 0 | #DIV/0!
2013-03-24 | 2013-03-24 07:00 | 2013 | 3 | 24 | 7 | 1 | 0 | #DIV/0!
2013-03-24 | 2013-03-24 08:00 | 2013 | 3 | 24 | 8 | 1 | 0 | #DIV/0!
2013-03-24 | 2013-03-24 09:00 | 2013 | 3 | 24 | 9 | 1 | 0 | #DIV/0!
2013-03-24 | 2013-03-24 10:00 | 2013 | 3 | 24 | 10 | 1 | 0 | #DIV/0!
2013-03-24 | 2013-03-24 11:00 | 2013 | 3 | 24 | 11 | 1 | 0 | #DIV/0!
2013-03-24 | 2013-03-24 12:00 | 2013 | 3 | 24 | 12 | 1 | 0 | #DIV/0!
2013-03-24 | 2013-03-24 13:00 | 2013 | 3 | 24 | 13 | 1 | 0 | #DIV/0!
2013-03-24 | 2013-03-24 14:00 | 2013 | 3 | 24 | 14 | 1 | 0 | #DIV/0!
2013-03-24 | 2013-03-24 15:00 | 2013 | 3 | 24 | 15 | 1 | 0 | #DIV/0!
2013-03-24 | 2013-03-24 16:00 | 2013 | 3 | 24 | 16 | 1 | 0 | #DIV/0!
2013-03-24 | 2013-03-24 17:00 | 2013 | 3 | 24 | 17 | 1 | 0 | #DIV/0!
2013-03-24 | 2013-03-24 18:00 | 2013 | 3 | 24 | 18 | 1 | 0 | #DIV/0!
2013-03-24 | 2013-03-24 19:00 | 2013 | 3 | 24 | 19 | 1 | 0 | #DIV/0!
2013-03-24 | 2013-03-24 20:00 | 2013 | 3 | 24 | 20 | 1 | 0 | #DIV/0!
2013-03-24 | 2013-03-24 21:00 | 2013 | 3 | 24 | 21 | 1 | 0 | #DIV/0!
2013-03-24 | 2013-03-24 22:00 | 2013 | 3 | 24 | 22 | 1 | 0 | #DIV/0!
2013-03-24 | 2013-03-24 23:00 | 2013 | 3 | 24 | 23 | 1 | 0 | #DIV/0!
2013-03-25 | 2013-03-25 | 2013 | 3 | 25 | 24 | 2 | 0 | #DIV/0!
2013-03-25 | 2013-03-25 01:00 | 2013 | 3 | 25 | 1 | 2 | 0 | #DIV/0!
2013-03-25 | 2013-03-25 02:00 | 2013 | 3 | 25 | 2 | 2 | 0 | #DIV/0!
2013-03-25 | 2013-03-25 03:00 | 2013 | 3 | 25 | 3 | 2 | 0 | #DIV/0!
2013-03-25 | 2013-03-25 04:00 | 2013 | 3 | 25 | 4 | 2 | 0 | #DIV/0!
2013-03-25 | 2013-03-25 05:00 | 2013 | 3 | 25 | 5 | 2 | 0 | #DIV/0!
2013-03-25 | 2013-03-25 06:00 | 2013 | 3 | 25 | 6 | 2 | 0 | #DIV/0!
2013-03-25 | 2013-03-25 07:00 | 2013 | 3 | 25 | 7 | 2 | 0 | #DIV/0!
2013-03-25 | 2013-03-25 08:00 | 2013 | 3 | 25 | 8 | 2 | 0 | #DIV/0!
2013-03-25 | 2013-03-25 09:00 | 2013 | 3 | 25 | 9 | 2 | 0 | #DIV/0!
2013-03-25 | 2013-03-25 10:00 | 2013 | 3 | 25 | 10 | 2 | 0 | #DIV/0!
2013-03-25 | 2013-03-25 11:00 | 2013 | 3 | 25 | 11 | 2 | 0 | #DIV/0!
2013-03-25 | 2013-03-25 12:00 | 2013 | 3 | 25 | 12 | 2 | 0 | #DIV/0!
2013-03-25 | 2013-03-25 13:00 | 2013 | 3 | 25 | 13 | 2 | 0 | #DIV/0!
2013-03-25 | 2013-03-25 14:00 | 2013 | 3 | 25 | 14 | 2 | 0 | #DIV/0!
2013-03-25 | 2013-03-25 15:00 | 2013 | 3 | 25 | 15 | 2 | 0 | #DIV/0!
2013-03-25 | 2013-03-25 16:00 | 2013 | 3 | 25 | 16 | 2 | 0 | #DIV/0!
2013-03-25 | 2013-03-25 17:00 | 2013 | 3 | 25 | 17 | 2 | 0 | #DIV/0!
2013-03-25 | 2013-03-25 18:00 | 2013 | 3 | 25 | 18 | 2 | 0 | #DIV/0!
2013-03-25 | 2013-03-25 19:00 | 2013 | 3 | 25 | 19 | 2 | 0 | #DIV/0!
2013-03-25 | 2013-03-25 20:00 | 2013 | 3 | 25 | 20 | 2 | 0 | #DIV/0!
2013-03-25 | 2013-03-25 21:00 | 2013 | 3 | 25 | 21 | 2 | 0 | #DIV/0!
2013-03-25 | 2013-03-25 22:00 | 2013 | 3 | 25 | 22 | 2 | 0 | #DIV/0!
2013-03-25 | 2013-03-25 23:00 | 2013 | 3 | 25 | 23 | 2 | 0 | #DIV/0!
2013-03-26 | 2013-03-26 | 2013 | 3 | 26 | 24 | 3 | 0 | #DIV/0!
2013-03-26 | 2013-03-26 01:00 | 2013 | 3 | 26 | 1 | 3 | 0 | #DIV/0!
2013-03-26 | 2013-03-26 02:00 | 2013 | 3 | 26 | 2 | 3 | 0 | #DIV/0!
2013-03-26 | 2013-03-26 03:00 | 2013 | 3 | 26 | 3 | 3 | 0 | #DIV/0!
2013-03-26 | 2013-03-26 04:00 | 2013 | 3 | 26 | 4 | 3 | 0 | #DIV/0!
2013-03-26 | 2013-03-26 05:00 | 2013 | 3 | 26 | 5 | 3 | 0 | #DIV/0!
2013-03-26 | 2013-03-26 06:00 | 2013 | 3 | 26 | 6 | 3 | 0 | #DIV/0!
2013-03-26 | 2013-03-26 07:00 | 2013 | 3 | 26 | 7 | 3 | 0 | #DIV/0!
2013-03-26 | 2013-03-26 08:00 | 2013 | 3 | 26 | 8 | 3 | 0 | #DIV/0!
2013-03-26 | 2013-03-26 09:00 | 2013 | 3 | 26 | 9 | 3 | 0 | #DIV/0!
2013-03-26 | 2013-03-26 10:00 | 2013 | 3 | 26 | 10 | 3 | 0 | #DIV/0!
2013-03-26 | 2013-03-26 11:00 | 2013 | 3 | 26 | 11 | 3 | 0 | #DIV/0!
2013-03-26 | 2013-03-26 12:00 | 2013 | 3 | 26 | 12 | 3 | 0 | #DIV/0!
2013-03-26 | 2013-03-26 13:00 | 2013 | 3 | 26 | 13 | 3 | 0 | #DIV/0!
2013-03-26 | 2013-03-26 14:00 | 2013 | 3 | 26 | 14 | 3 | 0 | #DIV/0!
2013-03-26 | 2013-03-26 15:00 | 2013 | 3 | 26 | 15 | 3 | 0 | #DIV/0!
2013-03-26 | 2013-03-26 16:00 | 2013 | 3 | 26 | 16 | 3 | 0 | #DIV/0!
2013-03-26 | 2013-03-26 17:00 | 2013 | 3 | 26 | 17 | 3 | 0 | #DIV/0!
2013-03-26 | 2013-03-26 18:00 | 2013 | 3 | 26 | 18 | 3 | 0 | #DIV/0!
2013-03-26 | 2013-03-26 19:00 | 2013 | 3 | 26 | 19 | 3 | 0 | #DIV/0!
2013-03-26 | 2013-03-26 20:00 | 2013 | 3 | 26 | 20 | 3 | 0 | #DIV/0!
2013-03-26 | 2013-03-26 21:00 | 2013 | 3 | 26 | 21 | 3 | 0 | #DIV/0!
2013-03-26 | 2013-03-26 22:00 | 2013 | 3 | 26 | 22 | 3 | 0 | #DIV/0!
2013-03-26 | 2013-03-26 23:00 | 2013 | 3 | 26 | 23 | 3 | 0 | #DIV/0!
2013-03-27 | 2013-03-27 | 2013 | 3 | 27 | 24 | 4 | 0 | #DIV/0!
2013-03-27 | 2013-03-27 01:00 | 2013 | 3 | 27 | 1 | 4 | 0 | #DIV/0!
2013-03-27 | 2013-03-27 02:00 | 2013 | 3 | 27 | 2 | 4 | 0 | #DIV/0!
2013-03-27 | 2013-03-27 03:00 | 2013 | 3 | 27 | 3 | 4 | 0 | #DIV/0!
2013-03-27 | 2013-03-27 04:00 | 2013 | 3 | 27 | 4 | 4 | 0 | #DIV/0!
2013-03-27 | 2013-03-27 05:00 | 2013 | 3 | 27 | 5 | 4 | 0 | #DIV/0!
2013-03-27 | 2013-03-27 06:00 | 2013 | 3 | 27 | 6 | 4 | 0 | #DIV/0!
2013-03-27 | 2013-03-27 07:00 | 2013 | 3 | 27 | 7 | 4 | 0 | #DIV/0!
2013-03-27 | 2013-03-27 08:00 | 2013 | 3 | 27 | 8 | 4 | 0 | #DIV/0!
2013-03-27 | 2013-03-27 09:00 | 2013 | 3 | 27 | 9 | 4 | 0 | #DIV/0!
2013-03-27 | 2013-03-27 10:00 | 2013 | 3 | 27 | 10 | 4 | 0 | #DIV/0!
2013-03-27 | 2013-03-27 11:00 | 2013 | 3 | 27 | 11 | 4 | 0 | #DIV/0!
2013-03-27 | 2013-03-27 12:00 | 2013 | 3 | 27 | 12 | 4 | 0 | #DIV/0!
2013-03-27 | 2013-03-27 13:00 | 2013 | 3 | 27 | 13 | 4 | 0 | #DIV/0!
2013-03-27 | 2013-03-27 14:00 | 2013 | 3 | 27 | 14 | 4 | 0 | #DIV/0!
2013-03-27 | 2013-03-27 15:00 | 2013 | 3 | 27 | 15 | 4 | 0 | #DIV/0!
2013-03-27 | 2013-03-27 16:00 | 2013 | 3 | 27 | 16 | 4 | 0 | #DIV/0!
2013-03-27 | 2013-03-27 17:00 | 2013 | 3 | 27 | 17 | 4 | 0 | #DIV/0!
2013-03-27 | 2013-03-27 18:00 | 2013 | 3 | 27 | 18 | 4 | 0 | #DIV/0!
2013-03-27 | 2013-03-27 19:00 | 2013 | 3 | 27 | 19 | 4 | 0 | #DIV/0!
2013-03-27 | 2013-03-27 20:00 | 2013 | 3 | 27 | 20 | 4 | 0 | #DIV/0!
2013-03-27 | 2013-03-27 21:00 | 2013 | 3 | 27 | 21 | 4 | 0 | #DIV/0!
2013-03-27 | 2013-03-27 22:00 | 2013 | 3 | 27 | 22 | 4 | 0 | #DIV/0!
2013-03-27 | 2013-03-27 23:00 | 2013 | 3 | 27 | 23 | 4 | 0 | #DIV/0!
2013-03-28 | 2013-03-28 | 2013 | 3 | 28 | 24 | 5 | 0 | #DIV/0!
2013-03-28 | 2013-03-28 01:00 | 2013 | 3 | 28 | 1 | 5 | 0 | #DIV/0!
2013-03-28 | 2013-03-28 02:00 | 2013 | 3 | 28 | 2 | 5 | 0 | #DIV/0!
2013-03-28 | 2013-03-28 03:00 | 2013 | 3 | 28 | 3 | 5 | 0 | #DIV/0!
2013-03-28 | 2013-03-28 04:00 | 2013 | 3 | 28 | 4 | 5 | 0 | #DIV/0!
2013-03-28 | 2013-03-28 05:00 | 2013 | 3 | 28 | 5 | 5 | 0 | #DIV/0!
2013-03-28 | 2013-03-28 06:00 | 2013 | 3 | 28 | 6 | 5 | 0 | #DIV/0!
2013-03-28 | 2013-03-28 07:00 | 2013 | 3 | 28 | 7 | 5 | 0 | #DIV/0!
2013-03-28 | 2013-03-28 08:00 | 2013 | 3 | 28 | 8 | 5 | 0 | #DIV/0!
2013-03-28 | 2013-03-28 09:00 | 2013 | 3 | 28 | 9 | 5 | 0 | #DIV/0!
2013-03-28 | 2013-03-28 10:00 | 2013 | 3 | 28 | 10 | 5 | 0 | #DIV/0!
2013-03-28 | 2013-03-28 11:00 | 2013 | 3 | 28 | 11 | 5 | 0 | #DIV/0!
2013-03-28 | 2013-03-28 12:00 | 2013 | 3 | 28 | 12 | 5 | 0 | #DIV/0!
2013-03-28 | 2013-03-28 13:00 | 2013 | 3 | 28 | 13 | 5 | 0 | #DIV/0!
2013-03-28 | 2013-03-28 14:00 | 2013 | 3 | 28 | 14 | 5 | 0 | #DIV/0!
2013-03-28 | 2013-03-28 15:00 | 2013 | 3 | 28 | 15 | 5 | 0 | #DIV/0!
2013-03-28 | 2013-03-28 16:00 | 2013 | 3 | 28 | 16 | 5 | 0 | #DIV/0!
2013-03-28 | 2013-03-28 17:00 | 2013 | 3 | 28 | 17 | 5 | 0 | #DIV/0!
2013-03-28 | 2013-03-28 18:00 | 2013 | 3 | 28 | 18 | 5 | 0 | #DIV/0!
2013-03-28 | 2013-03-28 19:00 | 2013 | 3 | 28 | 19 | 5 | 0 | #DIV/0!
2013-03-28 | 2013-03-28 20:00 | 2013 | 3 | 28 | 20 | 5 | 0 | #DIV/0!
2013-03-28 | 2013-03-28 21:00 | 2013 | 3 | 28 | 21 | 5 | 0 | #DIV/0!
2013-03-28 | 2013-03-28 22:00 | 2013 | 3 | 28 | 22 | 5 | 0 | #DIV/0!
2013-03-28 | 2013-03-28 23:00 | 2013 | 3 | 28 | 23 | 5 | 0 | #DIV/0!
2013-03-29 | 2013-03-29 | 2013 | 3 | 29 | 24 | 6 | 0 | #DIV/0!
2013-03-29 | 2013-03-29 01:00 | 2013 | 3 | 29 | 1 | 6 | 0 | #DIV/0!
2013-03-29 | 2013-03-29 02:00 | 2013 | 3 | 29 | 2 | 6 | 0 | #DIV/0!
2013-03-29 | 2013-03-29 03:00 | 2013 | 3 | 29 | 3 | 6 | 0 | #DIV/0!
2013-03-29 | 2013-03-29 04:00 | 2013 | 3 | 29 | 4 | 6 | 0 | #DIV/0!
2013-03-29 | 2013-03-29 05:00 | 2013 | 3 | 29 | 5 | 6 | 0 | #DIV/0!
2013-03-29 | 2013-03-29 06:00 | 2013 | 3 | 29 | 6 | 6 | 0 | #DIV/0!
2013-03-29 | 2013-03-29 07:00 | 2013 | 3 | 29 | 7 | 6 | 0 | #DIV/0!
2013-03-29 | 2013-03-29 08:00 | 2013 | 3 | 29 | 8 | 6 | 0 | #DIV/0!
2013-03-29 | 2013-03-29 09:00 | 2013 | 3 | 29 | 9 | 6 | 0 | #DIV/0!
2013-03-29 | 2013-03-29 10:00 | 2013 | 3 | 29 | 10 | 6 | 0 | #DIV/0!
2013-03-29 | 2013-03-29 11:00 | 2013 | 3 | 29 | 11 | 6 | 0 | #DIV/0!
2013-03-29 | 2013-03-29 12:00 | 2013 | 3 | 29 | 12 | 6 | 0 | #DIV/0!
2013-03-29 | 2013-03-29 13:00 | 2013 | 3 | 29 | 13 | 6 | 0 | #DIV/0!
2013-03-29 | 2013-03-29 14:00 | 2013 | 3 | 29 | 14 | 6 | 0 | #DIV/0!
2013-03-29 | 2013-03-29 15:00 | 2013 | 3 | 29 | 15 | 6 | 0 | #DIV/0!
2013-03-29 | 2013-03-29 16:00 | 2013 | 3 | 29 | 16 | 6 | 0 | #DIV/0!
2013-03-29 | 2013-03-29 17:00 | 2013 | 3 | 29 | 17 | 6 | 0 | #DIV/0!
2013-03-29 | 2013-03-29 18:00 | 2013 | 3 | 29 | 18 | 6 | 0 | #DIV/0!
2013-03-29 | 2013-03-29 19:00 | 2013 | 3 | 29 | 19 | 6 | 0 | #DIV/0!
2013-03-29 | 2013-03-29 20:00 | 2013 | 3 | 29 | 20 | 6 | 0 | #DIV/0!
2013-03-29 | 2013-03-29 21:00 | 2013 | 3 | 29 | 21 | 6 | 0 | #DIV/0!
2013-03-29 | 2013-03-29 22:00 | 2013 | 3 | 29 | 22 | 6 | 0 | #DIV/0!
2013-03-29 | 2013-03-29 23:00 | 2013 | 3 | 29 | 23 | 6 | 0 | #DIV/0!
2013-03-30 | 2013-03-30 | 2013 | 3 | 30 | 24 | 7 | 0 | #DIV/0!
2013-03-30 | 2013-03-30 01:00 | 2013 | 3 | 30 | 1 | 7 | 0 | #DIV/0!
2013-03-30 | 2013-03-30 02:00 | 2013 | 3 | 30 | 2 | 7 | 0 | #DIV/0!
2013-03-30 | 2013-03-30 03:00 | 2013 | 3 | 30 | 3 | 7 | 0 | #DIV/0!
2013-03-30 | 2013-03-30 04:00 | 2013 | 3 | 30 | 4 | 7 | 0 | #DIV/0!
2013-03-30 | 2013-03-30 05:00 | 2013 | 3 | 30 | 5 | 7 | 0 | #DIV/0!
2013-03-30 | 2013-03-30 06:00 | 2013 | 3 | 30 | 6 | 7 | 0 | #DIV/0!
2013-03-30 | 2013-03-30 07:00 | 2013 | 3 | 30 | 7 | 7 | 0 | #DIV/0!
2013-03-30 | 2013-03-30 08:00 | 2013 | 3 | 30 | 8 | 7 | 0 | #DIV/0!
2013-03-30 | 2013-03-30 09:00 | 2013 | 3 | 30 | 9 | 7 | 0 | #DIV/0!
2013-03-30 | 2013-03-30 10:00 | 2013 | 3 | 30 | 10 | 7 | 0 | #DIV/0!
2013-03-30 | 2013-03-30 11:00 | 2013 | 3 | 30 | 11 | 7 | 0 | #DIV/0!
2013-03-30 | 2013-03-30 12:00 | 2013 | 3 | 30 | 12 | 7 | 0 | #DIV/0!
2013-03-30 | 2013-03-30 13:00 | 2013 | 3 | 30 | 13 | 7 | 0 | #DIV/0!
2013-03-30 | 2013-03-30 14:00 | 2013 | 3 | 30 | 14 | 7 | 0 | #DIV/0!
2013-03-30 | 2013-03-30 15:00 | 2013 | 3 | 30 | 15 | 7 | 0 | #DIV/0!
2013-03-30 | 2013-03-30 16:00 | 2013 | 3 | 30 | 16 | 7 | 0 | #DIV/0!
2013-03-30 | 2013-03-30 17:00 | 2013 | 3 | 30 | 17 | 7 | 0 | #DIV/0!
2013-03-30 | 2013-03-30 18:00 | 2013 | 3 | 30 | 18 | 7 | 0 | #DIV/0!
2013-03-30 | 2013-03-30 19:00 | 2013 | 3 | 30 | 19 | 7 | 0 | #DIV/0!
2013-03-30 | 2013-03-30 20:00 | 2013 | 3 | 30 | 20 | 7 | 0 | #DIV/0!
2013-03-30 | 2013-03-30 21:00 | 2013 | 3 | 30 | 21 | 7 | 0 | #DIV/0!
2013-03-30 | 2013-03-30 22:00 | 2013 | 3 | 30 | 22 | 7 | 0 | #DIV/0!
2013-03-30 | 2013-03-30 23:00 | 2013 | 3 | 30 | 23 | 7 | 0 | #DIV/0!
2013-03-31 | 2013-03-31 | 2013 | 3 | 31 | 24 | 1 | 0 | #DIV/0!
2013-03-31 | 2013-03-31 01:00 | 2013 | 3 | 31 | 1 | 1 | 0 | #DIV/0!
2013-03-31 | 2013-03-31 02:00 | 2013 | 3 | 31 | 2 | 1 | 0 | #DIV/0!
2013-03-31 | 2013-03-31 03:00 | 2013 | 3 | 31 | 3 | 1 | 0 | #DIV/0!
2013-03-31 | 2013-03-31 04:00 | 2013 | 3 | 31 | 4 | 1 | 0 | #DIV/0!
2013-03-31 | 2013-03-31 05:00 | 2013 | 3 | 31 | 5 | 1 | 0 | #DIV/0!
2013-03-31 | 2013-03-31 06:00 | 2013 | 3 | 31 | 6 | 1 | 0 | #DIV/0!
2013-03-31 | 2013-03-31 07:00 | 2013 | 3 | 31 | 7 | 1 | 0 | #DIV/0!
2013-03-31 | 2013-03-31 08:00 | 2013 | 3 | 31 | 8 | 1 | 0 | #DIV/0!
2013-03-31 | 2013-03-31 09:00 | 2013 | 3 | 31 | 9 | 1 | 0 | #DIV/0!
2013-03-31 | 2013-03-31 10:00 | 2013 | 3 | 31 | 10 | 1 | 0 | #DIV/0!
2013-03-31 | 2013-03-31 11:00 | 2013 | 3 | 31 | 11 | 1 | 0 | #DIV/0!
2013-03-31 | 2013-03-31 12:00 | 2013 | 3 | 31 | 12 | 1 | 0 | #DIV/0!
2013-03-31 | 2013-03-31 13:00 | 2013 | 3 | 31 | 13 | 1 | 0 | #DIV/0!
2013-03-31 | 2013-03-31 14:00 | 2013 | 3 | 31 | 14 | 1 | 0 | #DIV/0!
2013-03-31 | 2013-03-31 15:00 | 2013 | 3 | 31 | 15 | 1 | 0 | #DIV/0!
2013-03-31 | 2013-03-31 16:00 | 2013 | 3 | 31 | 16 | 1 | 0 | #DIV/0!
2013-03-31 | 2013-03-31 17:00 | 2013 | 3 | 31 | 17 | 1 | 0 | #DIV/0!
2013-03-31 | 2013-03-31 18:00 | 2013 | 3 | 31 | 18 | 1 | 0 | #DIV/0!
2013-03-31 | 2013-03-31 19:00 | 2013 | 3 | 31 | 19 | 1 | 0 | #DIV/0!
2013-03-31 | 2013-03-31 20:00 | 2013 | 3 | 31 | 20 | 1 | 0 | #DIV/0!
2013-03-31 | 2013-03-31 21:00 | 2013 | 3 | 31 | 21 | 1 | 0 | #DIV/0!
2013-03-31 | 2013-03-31 22:00 | 2013 | 3 | 31 | 22 | 1 | 0 | #DIV/0!
2013-03-31 | 2013-03-31 23:00 | 2013 | 3 | 31 | 23 | 1 | 0 | #DIV/0!
2013-04-01 | 2013-04-01 | 2013 | 4 | 1 | 24 | 2 | 0 | #DIV/0!
2013-04-01 | 2013-04-01 01:00 | 2013 | 4 | 1 | 1 | 2 | 0 | #DIV/0!
2013-04-01 | 2013-04-01 02:00 | 2013 | 4 | 1 | 2 | 2 | 0 | #DIV/0!
2013-04-01 | 2013-04-01 03:00 | 2013 | 4 | 1 | 3 | 2 | 0 | #DIV/0!
2013-04-01 | 2013-04-01 04:00 | 2013 | 4 | 1 | 4 | 2 | 0 | #DIV/0!
2013-04-01 | 2013-04-01 05:00 | 2013 | 4 | 1 | 5 | 2 | 0 | #DIV/0!
2013-04-01 | 2013-04-01 06:00 | 2013 | 4 | 1 | 6 | 2 | 0 | #DIV/0!
2013-04-01 | 2013-04-01 07:00 | 2013 | 4 | 1 | 7 | 2 | 0 | #DIV/0!
2013-04-01 | 2013-04-01 08:00 | 2013 | 4 | 1 | 8 | 2 | 0 | #DIV/0!
2013-04-01 | 2013-04-01 09:00 | 2013 | 4 | 1 | 9 | 2 | 0 | #DIV/0!
2013-04-01 | 2013-04-01 10:00 | 2013 | 4 | 1 | 10 | 2 | 0 | #DIV/0!
2013-04-01 | 2013-04-01 11:00 | 2013 | 4 | 1 | 11 | 2 | 0 | #DIV/0!
2013-04-01 | 2013-04-01 12:00 | 2013 | 4 | 1 | 12 | 2 | 0 | #DIV/0!
2013-04-01 | 2013-04-01 13:00 | 2013 | 4 | 1 | 13 | 2 | 0 | #DIV/0!
2013-04-01 | 2013-04-01 14:00 | 2013 | 4 | 1 | 14 | 2 | 0 | #DIV/0!
2013-04-01 | 2013-04-01 15:00 | 2013 | 4 | 1 | 15 | 2 | 0 | #DIV/0!
2013-04-01 | 2013-04-01 16:00 | 2013 | 4 | 1 | 16 | 2 | 0 | #DIV/0!
2013-04-01 | 2013-04-01 17:00 | 2013 | 4 | 1 | 17 | 2 | 0 | #DIV/0!
2013-04-01 | 2013-04-01 18:00 | 2013 | 4 | 1 | 18 | 2 | 0 | #DIV/0!
2013-04-01 | 2013-04-01 19:00 | 2013 | 4 | 1 | 19 | 2 | 0 | #DIV/0!
2013-04-01 | 2013-04-01 20:00 | 2013 | 4 | 1 | 20 | 2 | 0 | #DIV/0!
2013-04-01 | 2013-04-01 21:00 | 2013 | 4 | 1 | 21 | 2 | 0 | #DIV/0!
2013-04-01 | 2013-04-01 22:00 | 2013 | 4 | 1 | 22 | 2 | 0 | #DIV/0!
2013-04-01 | 2013-04-01 23:00 | 2013 | 4 | 1 | 23 | 2 | 0 | #DIV/0!
2013-04-02 | 2013-04-02 | 2013 | 4 | 2 | 24 | 3 | 0 | #DIV/0!
2013-04-02 | 2013-04-02 01:00 | 2013 | 4 | 2 | 1 | 3 | 0 | #DIV/0!
2013-04-02 | 2013-04-02 02:00 | 2013 | 4 | 2 | 2 | 3 | 0 | #DIV/0!
2013-04-02 | 2013-04-02 03:00 | 2013 | 4 | 2 | 3 | 3 | 0 | #DIV/0!
2013-04-02 | 2013-04-02 04:00 | 2013 | 4 | 2 | 4 | 3 | 0 | #DIV/0!
2013-04-02 | 2013-04-02 05:00 | 2013 | 4 | 2 | 5 | 3 | 0 | #DIV/0!
2013-04-02 | 2013-04-02 06:00 | 2013 | 4 | 2 | 6 | 3 | 0 | #DIV/0!
2013-04-02 | 2013-04-02 07:00 | 2013 | 4 | 2 | 7 | 3 | 0 | #DIV/0!
2013-04-02 | 2013-04-02 08:00 | 2013 | 4 | 2 | 8 | 3 | 0 | #DIV/0!
2013-04-02 | 2013-04-02 09:00 | 2013 | 4 | 2 | 9 | 3 | 0 | #DIV/0!
2013-04-02 | 2013-04-02 10:00 | 2013 | 4 | 2 | 10 | 3 | 0 | #DIV/0!
2013-04-02 | 2013-04-02 11:00 | 2013 | 4 | 2 | 11 | 3 | 0 | #DIV/0!
2013-04-02 | 2013-04-02 12:00 | 2013 | 4 | 2 | 12 | 3 | 0 | #DIV/0!
2013-04-02 | 2013-04-02 13:00 | 2013 | 4 | 2 | 13 | 3 | 0 | #DIV/0!
2013-04-02 | 2013-04-02 14:00 | 2013 | 4 | 2 | 14 | 3 | 0 | #DIV/0!
2013-04-02 | 2013-04-02 15:00 | 2013 | 4 | 2 | 15 | 3 | 0 | #DIV/0!
2013-04-02 | 2013-04-02 16:00 | 2013 | 4 | 2 | 16 | 3 | 0 | #DIV/0!
2013-04-02 | 2013-04-02 17:00 | 2013 | 4 | 2 | 17 | 3 | 0 | #DIV/0!
2013-04-02 | 2013-04-02 18:00 | 2013 | 4 | 2 | 18 | 3 | 0 | #DIV/0!
2013-04-02 | 2013-04-02 19:00 | 2013 | 4 | 2 | 19 | 3 | 0 | #DIV/0!
2013-04-02 | 2013-04-02 20:00 | 2013 | 4 | 2 | 20 | 3 | 0 | #DIV/0!
2013-04-02 | 2013-04-02 21:00 | 2013 | 4 | 2 | 21 | 3 | 0 | #DIV/0!
2013-04-02 | 2013-04-02 22:00 | 2013 | 4 | 2 | 22 | 3 | 0 | #DIV/0!
2013-04-02 | 2013-04-02 23:00 | 2013 | 4 | 2 | 23 | 3 | 0 | #DIV/0!
2013-04-03 | 2013-04-03 | 2013 | 4 | 3 | 24 | 4 | 0 | #DIV/0!
2013-04-03 | 2013-04-03 01:00 | 2013 | 4 | 3 | 1 | 4 | 0 | #DIV/0!
2013-04-03 | 2013-04-03 02:00 | 2013 | 4 | 3 | 2 | 4 | 0 | #DIV/0!
2013-04-03 | 2013-04-03 03:00 | 2013 | 4 | 3 | 3 | 4 | 0 | #DIV/0!
2013-04-03 | 2013-04-03 04:00 | 2013 | 4 | 3 | 4 | 4 | 0 | #DIV/0!
2013-04-03 | 2013-04-03 05:00 | 2013 | 4 | 3 | 5 | 4 | 0 | #DIV/0!
2013-04-03 | 2013-04-03 06:00 | 2013 | 4 | 3 | 6 | 4 | 0 | #DIV/0!
2013-04-03 | 2013-04-03 07:00 | 2013 | 4 | 3 | 7 | 4 | 0 | #DIV/0!
2013-04-03 | 2013-04-03 08:00 | 2013 | 4 | 3 | 8 | 4 | 0 | #DIV/0!
2013-04-03 | 2013-04-03 09:00 | 2013 | 4 | 3 | 9 | 4 | 0 | #DIV/0!
2013-04-03 | 2013-04-03 10:00 | 2013 | 4 | 3 | 10 | 4 | 0 | #DIV/0!
2013-04-03 | 2013-04-03 11:00 | 2013 | 4 | 3 | 11 | 4 | 0 | #DIV/0!
2013-04-03 | 2013-04-03 12:00 | 2013 | 4 | 3 | 12 | 4 | 0 | #DIV/0!
2013-04-03 | 2013-04-03 13:00 | 2013 | 4 | 3 | 13 | 4 | 0 | #DIV/0!
2013-04-03 | 2013-04-03 14:00 | 2013 | 4 | 3 | 14 | 4 | 0 | #DIV/0!
2013-04-03 | 2013-04-03 15:00 | 2013 | 4 | 3 | 15 | 4 | 0 | #DIV/0!
2013-04-03 | 2013-04-03 16:00 | 2013 | 4 | 3 | 16 | 4 | 0 | #DIV/0!
2013-04-03 | 2013-04-03 17:00 | 2013 | 4 | 3 | 17 | 4 | 0 | #DIV/0!
2013-04-03 | 2013-04-03 18:00 | 2013 | 4 | 3 | 18 | 4 | 0 | #DIV/0!
2013-04-03 | 2013-04-03 19:00 | 2013 | 4 | 3 | 19 | 4 | 0 | #DIV/0!
2013-04-03 | 2013-04-03 20:00 | 2013 | 4 | 3 | 20 | 4 | 0 | #DIV/0!
2013-04-03 | 2013-04-03 21:00 | 2013 | 4 | 3 | 21 | 4 | 0 | #DIV/0!
2013-04-03 | 2013-04-03 22:00 | 2013 | 4 | 3 | 22 | 4 | 0 | #DIV/0!
2013-04-03 | 2013-04-03 23:00 | 2013 | 4 | 3 | 23 | 4 | 0 | #DIV/0!
2013-04-04 | 2013-04-04 | 2013 | 4 | 4 | 24 | 5 | 0 | #DIV/0!
2013-04-04 | 2013-04-04 01:00 | 2013 | 4 | 4 | 1 | 5 | 0 | #DIV/0!
2013-04-04 | 2013-04-04 02:00 | 2013 | 4 | 4 | 2 | 5 | 0 | #DIV/0!
2013-04-04 | 2013-04-04 03:00 | 2013 | 4 | 4 | 3 | 5 | 0 | #DIV/0!
2013-04-04 | 2013-04-04 04:00 | 2013 | 4 | 4 | 4 | 5 | 0 | #DIV/0!
2013-04-04 | 2013-04-04 05:00 | 2013 | 4 | 4 | 5 | 5 | 0 | #DIV/0!
2013-04-04 | 2013-04-04 06:00 | 2013 | 4 | 4 | 6 | 5 | 0 | #DIV/0!
2013-04-04 | 2013-04-04 07:00 | 2013 | 4 | 4 | 7 | 5 | 0 | #DIV/0!
2013-04-04 | 2013-04-04 08:00 | 2013 | 4 | 4 | 8 | 5 | 0 | #DIV/0!
2013-04-04 | 2013-04-04 09:00 | 2013 | 4 | 4 | 9 | 5 | 0 | #DIV/0!
2013-04-04 | 2013-04-04 10:00 | 2013 | 4 | 4 | 10 | 5 | 0 | #DIV/0!
2013-04-04 | 2013-04-04 11:00 | 2013 | 4 | 4 | 11 | 5 | 0 | #DIV/0!
2013-04-04 | 2013-04-04 12:00 | 2013 | 4 | 4 | 12 | 5 | 0 | #DIV/0!
2013-04-04 | 2013-04-04 13:00 | 2013 | 4 | 4 | 13 | 5 | 0 | #DIV/0!
2013-04-04 | 2013-04-04 14:00 | 2013 | 4 | 4 | 14 | 5 | 0 | #DIV/0!
2013-04-04 | 2013-04-04 15:00 | 2013 | 4 | 4 | 15 | 5 | 0 | #DIV/0!
2013-04-04 | 2013-04-04 16:00 | 2013 | 4 | 4 | 16 | 5 | 0 | #DIV/0!
2013-04-04 | 2013-04-04 17:00 | 2013 | 4 | 4 | 17 | 5 | 0 | #DIV/0!
2013-04-04 | 2013-04-04 18:00 | 2013 | 4 | 4 | 18 | 5 | 0 | #DIV/0!
2013-04-04 | 2013-04-04 19:00 | 2013 | 4 | 4 | 19 | 5 | 0 | #DIV/0!
2013-04-04 | 2013-04-04 20:00 | 2013 | 4 | 4 | 20 | 5 | 0 | #DIV/0!
2013-04-04 | 2013-04-04 21:00 | 2013 | 4 | 4 | 21 | 5 | 0 | #DIV/0!
2013-04-04 | 2013-04-04 22:00 | 2013 | 4 | 4 | 22 | 5 | 0 | #DIV/0!
2013-04-04 | 2013-04-04 23:00 | 2013 | 4 | 4 | 23 | 5 | 0 | #DIV/0!
2013-04-05 | 2013-04-05 | 2013 | 4 | 5 | 24 | 6 | 0 | #DIV/0!
2013-04-05 | 2013-04-05 01:00 | 2013 | 4 | 5 | 1 | 6 | 0 | #DIV/0!
2013-04-05 | 2013-04-05 02:00 | 2013 | 4 | 5 | 2 | 6 | 0 | #DIV/0!
2013-04-05 | 2013-04-05 03:00 | 2013 | 4 | 5 | 3 | 6 | 0 | #DIV/0!
2013-04-05 | 2013-04-05 04:00 | 2013 | 4 | 5 | 4 | 6 | 0 | #DIV/0!
2013-04-05 | 2013-04-05 05:00 | 2013 | 4 | 5 | 5 | 6 | 0 | #DIV/0!
2013-04-05 | 2013-04-05 06:00 | 2013 | 4 | 5 | 6 | 6 | 0 | #DIV/0!
2013-04-05 | 2013-04-05 07:00 | 2013 | 4 | 5 | 7 | 6 | 0 | #DIV/0!
2013-04-05 | 2013-04-05 08:00 | 2013 | 4 | 5 | 8 | 6 | 0 | #DIV/0!
2013-04-05 | 2013-04-05 09:00 | 2013 | 4 | 5 | 9 | 6 | 0 | #DIV/0!
2013-04-05 | 2013-04-05 10:00 | 2013 | 4 | 5 | 10 | 6 | 0 | #DIV/0!
2013-04-05 | 2013-04-05 11:00 | 2013 | 4 | 5 | 11 | 6 | 0 | #DIV/0!
2013-04-05 | 2013-04-05 12:00 | 2013 | 4 | 5 | 12 | 6 | 0 | #DIV/0!
2013-04-05 | 2013-04-05 13:00 | 2013 | 4 | 5 | 13 | 6 | 0 | #DIV/0!
2013-04-05 | 2013-04-05 14:00 | 2013 | 4 | 5 | 14 | 6 | 0 | #DIV/0!
2013-04-05 | 2013-04-05 15:00 | 2013 | 4 | 5 | 15 | 6 | 0 | #DIV/0!
2013-04-05 | 2013-04-05 16:00 | 2013 | 4 | 5 | 16 | 6 | 0 | #DIV/0!
2013-04-05 | 2013-04-05 17:00 | 2013 | 4 | 5 | 17 | 6 | 0 | #DIV/0!
2013-04-05 | 2013-04-05 18:00 | 2013 | 4 | 5 | 18 | 6 | 0 | #DIV/0!
2013-04-05 | 2013-04-05 19:00 | 2013 | 4 | 5 | 19 | 6 | 0 | #DIV/0!
2013-04-05 | 2013-04-05 20:00 | 2013 | 4 | 5 | 20 | 6 | 0 | #DIV/0!
2013-04-05 | 2013-04-05 21:00 | 2013 | 4 | 5 | 21 | 6 | 0 | #DIV/0!
2013-04-05 | 2013-04-05 22:00 | 2013 | 4 | 5 | 22 | 6 | 0 | #DIV/0!
2013-04-05 | 2013-04-05 23:00 | 2013 | 4 | 5 | 23 | 6 | 0 | #DIV/0!
2013-04-06 | 2013-04-06 | 2013 | 4 | 6 | 24 | 7 | 0 | #DIV/0!
2013-04-06 | 2013-04-06 01:00 | 2013 | 4 | 6 | 1 | 7 | 0 | #DIV/0!
2013-04-06 | 2013-04-06 02:00 | 2013 | 4 | 6 | 2 | 7 | 0 | #DIV/0!
2013-04-06 | 2013-04-06 03:00 | 2013 | 4 | 6 | 3 | 7 | 0 | #DIV/0!
2013-04-06 | 2013-04-06 04:00 | 2013 | 4 | 6 | 4 | 7 | 0 | #DIV/0!
2013-04-06 | 2013-04-06 05:00 | 2013 | 4 | 6 | 5 | 7 | 0 | #DIV/0!
2013-04-06 | 2013-04-06 06:00 | 2013 | 4 | 6 | 6 | 7 | 0 | #DIV/0!
2013-04-06 | 2013-04-06 07:00 | 2013 | 4 | 6 | 7 | 7 | 0 | #DIV/0!
2013-04-06 | 2013-04-06 08:00 | 2013 | 4 | 6 | 8 | 7 | 0 | #DIV/0!
2013-04-06 | 2013-04-06 09:00 | 2013 | 4 | 6 | 9 | 7 | 0 | #DIV/0!
2013-04-06 | 2013-04-06 10:00 | 2013 | 4 | 6 | 10 | 7 | 0 | #DIV/0!
2013-04-06 | 2013-04-06 11:00 | 2013 | 4 | 6 | 11 | 7 | 0 | #DIV/0!
2013-04-06 | 2013-04-06 12:00 | 2013 | 4 | 6 | 12 | 7 | 0 | #DIV/0!
2013-04-06 | 2013-04-06 13:00 | 2013 | 4 | 6 | 13 | 7 | 0 | #DIV/0!
2013-04-06 | 2013-04-06 14:00 | 2013 | 4 | 6 | 14 | 7 | 0 | #DIV/0!
2013-04-06 | 2013-04-06 15:00 | 2013 | 4 | 6 | 15 | 7 | 0 | #DIV/0!
2013-04-06 | 2013-04-06 16:00 | 2013 | 4 | 6 | 16 | 7 | 0 | #DIV/0!
2013-04-06 | 2013-04-06 17:00 | 2013 | 4 | 6 | 17 | 7 | 0 | #DIV/0!
2013-04-06 | 2013-04-06 18:00 | 2013 | 4 | 6 | 18 | 7 | 0 | #DIV/0!
2013-04-06 | 2013-04-06 19:00 | 2013 | 4 | 6 | 19 | 7 | 0 | #DIV/0!
2013-04-06 | 2013-04-06 20:00 | 2013 | 4 | 6 | 20 | 7 | 0 | #DIV/0!
2013-04-06 | 2013-04-06 21:00 | 2013 | 4 | 6 | 21 | 7 | 0 | #DIV/0!
2013-04-06 | 2013-04-06 22:00 | 2013 | 4 | 6 | 22 | 7 | 0 | #DIV/0!
2013-04-06 | 2013-04-06 23:00 | 2013 | 4 | 6 | 23 | 7 | 0 | #DIV/0!
2013-04-07 | 2013-04-07 | 2013 | 4 | 7 | 24 | 1 | 0 | #DIV/0!
2013-04-07 | 2013-04-07 01:00 | 2013 | 4 | 7 | 1 | 1 | 0 | #DIV/0!
2013-04-07 | 2013-04-07 02:00 | 2013 | 4 | 7 | 2 | 1 | 0 | #DIV/0!
2013-04-07 | 2013-04-07 03:00 | 2013 | 4 | 7 | 3 | 1 | 0 | #DIV/0!
2013-04-07 | 2013-04-07 04:00 | 2013 | 4 | 7 | 4 | 1 | 0 | #DIV/0!
2013-04-07 | 2013-04-07 05:00 | 2013 | 4 | 7 | 5 | 1 | 0 | #DIV/0!
2013-04-07 | 2013-04-07 06:00 | 2013 | 4 | 7 | 6 | 1 | 0 | #DIV/0!
2013-04-07 | 2013-04-07 07:00 | 2013 | 4 | 7 | 7 | 1 | 0 | #DIV/0!
2013-04-07 | 2013-04-07 08:00 | 2013 | 4 | 7 | 8 | 1 | 0 | #DIV/0!
2013-04-07 | 2013-04-07 09:00 | 2013 | 4 | 7 | 9 | 1 | 0 | #DIV/0!
2013-04-07 | 2013-04-07 10:00 | 2013 | 4 | 7 | 10 | 1 | 0 | #DIV/0!
2013-04-07 | 2013-04-07 11:00 | 2013 | 4 | 7 | 11 | 1 | 0 | #DIV/0!
2013-04-07 | 2013-04-07 12:00 | 2013 | 4 | 7 | 12 | 1 | 0 | #DIV/0!
2013-04-07 | 2013-04-07 13:00 | 2013 | 4 | 7 | 13 | 1 | 0 | #DIV/0!
2013-04-07 | 2013-04-07 14:00 | 2013 | 4 | 7 | 14 | 1 | 0 | #DIV/0!
2013-04-07 | 2013-04-07 15:00 | 2013 | 4 | 7 | 15 | 1 | 0 | #DIV/0!
2013-04-07 | 2013-04-07 16:00 | 2013 | 4 | 7 | 16 | 1 | 0 | #DIV/0!
2013-04-07 | 2013-04-07 17:00 | 2013 | 4 | 7 | 17 | 1 | 0 | #DIV/0!
2013-04-07 | 2013-04-07 18:00 | 2013 | 4 | 7 | 18 | 1 | 0 | #DIV/0!
2013-04-07 | 2013-04-07 19:00 | 2013 | 4 | 7 | 19 | 1 | 0 | #DIV/0!
2013-04-07 | 2013-04-07 20:00 | 2013 | 4 | 7 | 20 | 1 | 0 | #DIV/0!
2013-04-07 | 2013-04-07 21:00 | 2013 | 4 | 7 | 21 | 1 | 0 | #DIV/0!
2013-04-07 | 2013-04-07 22:00 | 2013 | 4 | 7 | 22 | 1 | 0 | #DIV/0!
2013-04-07 | 2013-04-07 23:00 | 2013 | 4 | 7 | 23 | 1 | 0 | #DIV/0!
2013-04-08 | 2013-04-08 | 2013 | 4 | 8 | 24 | 2 | 0 | #DIV/0!
2013-04-08 | 2013-04-08 01:00 | 2013 | 4 | 8 | 1 | 2 | 0 | #DIV/0!
2013-04-08 | 2013-04-08 02:00 | 2013 | 4 | 8 | 2 | 2 | 0 | #DIV/0!
2013-04-08 | 2013-04-08 03:00 | 2013 | 4 | 8 | 3 | 2 | 0 | #DIV/0!
2013-04-08 | 2013-04-08 04:00 | 2013 | 4 | 8 | 4 | 2 | 0 | #DIV/0!
2013-04-08 | 2013-04-08 05:00 | 2013 | 4 | 8 | 5 | 2 | 0 | #DIV/0!
2013-04-08 | 2013-04-08 06:00 | 2013 | 4 | 8 | 6 | 2 | 0 | #DIV/0!
2013-04-08 | 2013-04-08 07:00 | 2013 | 4 | 8 | 7 | 2 | 0 | #DIV/0!
2013-04-08 | 2013-04-08 08:00 | 2013 | 4 | 8 | 8 | 2 | 0 | #DIV/0!
2013-04-08 | 2013-04-08 09:00 | 2013 | 4 | 8 | 9 | 2 | 0 | #DIV/0!
2013-04-08 | 2013-04-08 10:00 | 2013 | 4 | 8 | 10 | 2 | 0 | #DIV/0!
2013-04-08 | 2013-04-08 11:00 | 2013 | 4 | 8 | 11 | 2 | 0 | #DIV/0!
2013-04-08 | 2013-04-08 12:00 | 2013 | 4 | 8 | 12 | 2 | 0 | #DIV/0!
2013-04-08 | 2013-04-08 13:00 | 2013 | 4 | 8 | 13 | 2 | 0 | #DIV/0!
2013-04-08 | 2013-04-08 14:00 | 2013 | 4 | 8 | 14 | 2 | 0 | #DIV/0!
2013-04-08 | 2013-04-08 15:00 | 2013 | 4 | 8 | 15 | 2 | 0 | #DIV/0!
2013-04-08 | 2013-04-08 16:00 | 2013 | 4 | 8 | 16 | 2 | 0 | #DIV/0!
2013-04-08 | 2013-04-08 17:00 | 2013 | 4 | 8 | 17 | 2 | 0 | #DIV/0!
2013-04-08 | 2013-04-08 18:00 | 2013 | 4 | 8 | 18 | 2 | 0 | #DIV/0!
2013-04-08 | 2013-04-08 19:00 | 2013 | 4 | 8 | 19 | 2 | 0 | #DIV/0!
2013-04-08 | 2013-04-08 20:00 | 2013 | 4 | 8 | 20 | 2 | 0 | #DIV/0!
2013-04-08 | 2013-04-08 21:00 | 2013 | 4 | 8 | 21 | 2 | 0 | #DIV/0!
2013-04-08 | 2013-04-08 22:00 | 2013 | 4 | 8 | 22 | 2 | 0 | #DIV/0!
2013-04-08 | 2013-04-08 23:00 | 2013 | 4 | 8 | 23 | 2 | 0 | #DIV/0!
2013-04-09 | 2013-04-09 | 2013 | 4 | 9 | 24 | 3 | 0 | #DIV/0!
2013-04-09 | 2013-04-09 01:00 | 2013 | 4 | 9 | 1 | 3 | 0 | #DIV/0!
2013-04-09 | 2013-04-09 02:00 | 2013 | 4 | 9 | 2 | 3 | 0 | #DIV/0!
2013-04-09 | 2013-04-09 03:00 | 2013 | 4 | 9 | 3 | 3 | 0 | #DIV/0!
2013-04-09 | 2013-04-09 04:00 | 2013 | 4 | 9 | 4 | 3 | 0 | #DIV/0!
2013-04-09 | 2013-04-09 05:00 | 2013 | 4 | 9 | 5 | 3 | 0 | #DIV/0!
2013-04-09 | 2013-04-09 06:00 | 2013 | 4 | 9 | 6 | 3 | 0 | #DIV/0!
2013-04-09 | 2013-04-09 07:00 | 2013 | 4 | 9 | 7 | 3 | 0 | #DIV/0!
2013-04-09 | 2013-04-09 08:00 | 2013 | 4 | 9 | 8 | 3 | 0 | #DIV/0!
2013-04-09 | 2013-04-09 09:00 | 2013 | 4 | 9 | 9 | 3 | 0 | #DIV/0!
2013-04-09 | 2013-04-09 10:00 | 2013 | 4 | 9 | 10 | 3 | 0 | #DIV/0!
2013-04-09 | 2013-04-09 11:00 | 2013 | 4 | 9 | 11 | 3 | 0 | #DIV/0!
2013-04-09 | 2013-04-09 12:00 | 2013 | 4 | 9 | 12 | 3 | 0 | #DIV/0!
2013-04-09 | 2013-04-09 13:00 | 2013 | 4 | 9 | 13 | 3 | 0 | #DIV/0!
2013-04-09 | 2013-04-09 14:00 | 2013 | 4 | 9 | 14 | 3 | 0 | #DIV/0!
2013-04-09 | 2013-04-09 15:00 | 2013 | 4 | 9 | 15 | 3 | 0 | #DIV/0!
2013-04-09 | 2013-04-09 16:00 | 2013 | 4 | 9 | 16 | 3 | 0 | #DIV/0!
2013-04-09 | 2013-04-09 17:00 | 2013 | 4 | 9 | 17 | 3 | 0 | #DIV/0!
2013-04-09 | 2013-04-09 18:00 | 2013 | 4 | 9 | 18 | 3 | 0 | #DIV/0!
2013-04-09 | 2013-04-09 19:00 | 2013 | 4 | 9 | 19 | 3 | 0 | #DIV/0!
2013-04-09 | 2013-04-09 20:00 | 2013 | 4 | 9 | 20 | 3 | 0 | #DIV/0!
2013-04-09 | 2013-04-09 21:00 | 2013 | 4 | 9 | 21 | 3 | 0 | #DIV/0!
2013-04-09 | 2013-04-09 22:00 | 2013 | 4 | 9 | 22 | 3 | 0 | #DIV/0!
2013-04-09 | 2013-04-09 23:00 | 2013 | 4 | 9 | 23 | 3 | 0 | #DIV/0!
2013-04-10 | 2013-04-10 | 2013 | 4 | 10 | 24 | 4 | 0 | #DIV/0!
2013-04-10 | 2013-04-10 01:00 | 2013 | 4 | 10 | 1 | 4 | 0 | #DIV/0!
2013-04-10 | 2013-04-10 02:00 | 2013 | 4 | 10 | 2 | 4 | 0 | #DIV/0!
2013-04-10 | 2013-04-10 03:00 | 2013 | 4 | 10 | 3 | 4 | 0 | #DIV/0!
2013-04-10 | 2013-04-10 04:00 | 2013 | 4 | 10 | 4 | 4 | 0 | #DIV/0!
2013-04-10 | 2013-04-10 05:00 | 2013 | 4 | 10 | 5 | 4 | 0 | #DIV/0!
2013-04-10 | 2013-04-10 06:00 | 2013 | 4 | 10 | 6 | 4 | 0 | #DIV/0!
2013-04-10 | 2013-04-10 07:00 | 2013 | 4 | 10 | 7 | 4 | 0 | #DIV/0!
2013-04-10 | 2013-04-10 08:00 | 2013 | 4 | 10 | 8 | 4 | 0 | #DIV/0!
2013-04-10 | 2013-04-10 09:00 | 2013 | 4 | 10 | 9 | 4 | 0 | #DIV/0!
2013-04-10 | 2013-04-10 10:00 | 2013 | 4 | 10 | 10 | 4 | 0 | #DIV/0!
2013-04-10 | 2013-04-10 11:00 | 2013 | 4 | 10 | 11 | 4 | 0 | #DIV/0!
2013-04-10 | 2013-04-10 12:00 | 2013 | 4 | 10 | 12 | 4 | 0 | #DIV/0!
2013-04-10 | 2013-04-10 13:00 | 2013 | 4 | 10 | 13 | 4 | 0 | #DIV/0!
2013-04-10 | 2013-04-10 14:00 | 2013 | 4 | 10 | 14 | 4 | 0 | #DIV/0!
2013-04-10 | 2013-04-10 15:00 | 2013 | 4 | 10 | 15 | 4 | 0 | #DIV/0!
2013-04-10 | 2013-04-10 16:00 | 2013 | 4 | 10 | 16 | 4 | 0 | #DIV/0!
2013-04-10 | 2013-04-10 17:00 | 2013 | 4 | 10 | 17 | 4 | 0 | #DIV/0!
2013-04-10 | 2013-04-10 18:00 | 2013 | 4 | 10 | 18 | 4 | 0 | #DIV/0!
2013-04-10 | 2013-04-10 19:00 | 2013 | 4 | 10 | 19 | 4 | 0 | #DIV/0!
2013-04-10 | 2013-04-10 20:00 | 2013 | 4 | 10 | 20 | 4 | 0 | #DIV/0!
2013-04-10 | 2013-04-10 21:00 | 2013 | 4 | 10 | 21 | 4 | 0 | #DIV/0!
2013-04-10 | 2013-04-10 22:00 | 2013 | 4 | 10 | 22 | 4 | 0 | #DIV/0!
2013-04-10 | 2013-04-10 23:00 | 2013 | 4 | 10 | 23 | 4 | 0 | #DIV/0!
2013-04-11 | 2013-04-11 | 2013 | 4 | 11 | 24 | 5 | 0 | #DIV/0!
2013-04-11 | 2013-04-11 01:00 | 2013 | 4 | 11 | 1 | 5 | 0 | #DIV/0!
2013-04-11 | 2013-04-11 02:00 | 2013 | 4 | 11 | 2 | 5 | 0 | #DIV/0!
2013-04-11 | 2013-04-11 03:00 | 2013 | 4 | 11 | 3 | 5 | 0 | #DIV/0!
2013-04-11 | 2013-04-11 04:00 | 2013 | 4 | 11 | 4 | 5 | 0 | #DIV/0!
2013-04-11 | 2013-04-11 05:00 | 2013 | 4 | 11 | 5 | 5 | 0 | #DIV/0!
2013-04-11 | 2013-04-11 06:00 | 2013 | 4 | 11 | 6 | 5 | 0 | #DIV/0!
2013-04-11 | 2013-04-11 07:00 | 2013 | 4 | 11 | 7 | 5 | 0 | #DIV/0!
2013-04-11 | 2013-04-11 08:00 | 2013 | 4 | 11 | 8 | 5 | 0 | #DIV/0!
2013-04-11 | 2013-04-11 09:00 | 2013 | 4 | 11 | 9 | 5 | 0 | #DIV/0!
2013-04-11 | 2013-04-11 10:00 | 2013 | 4 | 11 | 10 | 5 | 0 | #DIV/0!
2013-04-11 | 2013-04-11 11:00 | 2013 | 4 | 11 | 11 | 5 | 0 | #DIV/0!
2013-04-11 | 2013-04-11 12:00 | 2013 | 4 | 11 | 12 | 5 | 0 | #DIV/0!
2013-04-11 | 2013-04-11 13:00 | 2013 | 4 | 11 | 13 | 5 | 0 | #DIV/0!
2013-04-11 | 2013-04-11 14:00 | 2013 | 4 | 11 | 14 | 5 | 0 | #DIV/0!
2013-04-11 | 2013-04-11 15:00 | 2013 | 4 | 11 | 15 | 5 | 0 | #DIV/0!
2013-04-11 | 2013-04-11 16:00 | 2013 | 4 | 11 | 16 | 5 | 0 | #DIV/0!
2013-04-11 | 2013-04-11 17:00 | 2013 | 4 | 11 | 17 | 5 | 0 | #DIV/0!
2013-04-11 | 2013-04-11 18:00 | 2013 | 4 | 11 | 18 | 5 | 0 | #DIV/0!
2013-04-11 | 2013-04-11 19:00 | 2013 | 4 | 11 | 19 | 5 | 0 | #DIV/0!
2013-04-11 | 2013-04-11 20:00 | 2013 | 4 | 11 | 20 | 5 | 0 | #DIV/0!
2013-04-11 | 2013-04-11 21:00 | 2013 | 4 | 11 | 21 | 5 | 0 | #DIV/0!
2013-04-11 | 2013-04-11 22:00 | 2013 | 4 | 11 | 22 | 5 | 0 | #DIV/0!
2013-04-11 | 2013-04-11 23:00 | 2013 | 4 | 11 | 23 | 5 | 0 | #DIV/0!
2013-04-12 | 2013-04-12 | 2013 | 4 | 12 | 24 | 6 | 0 | #DIV/0!
2013-04-12 | 2013-04-12 01:00 | 2013 | 4 | 12 | 1 | 6 | 0 | #DIV/0!
2013-04-12 | 2013-04-12 02:00 | 2013 | 4 | 12 | 2 | 6 | 0 | #DIV/0!
2013-04-12 | 2013-04-12 03:00 | 2013 | 4 | 12 | 3 | 6 | 0 | #DIV/0!
2013-04-12 | 2013-04-12 04:00 | 2013 | 4 | 12 | 4 | 6 | 0 | #DIV/0!
2013-04-12 | 2013-04-12 05:00 | 2013 | 4 | 12 | 5 | 6 | 0 | #DIV/0!
2013-04-12 | 2013-04-12 06:00 | 2013 | 4 | 12 | 6 | 6 | 0 | #DIV/0!
2013-04-12 | 2013-04-12 07:00 | 2013 | 4 | 12 | 7 | 6 | 0 | #DIV/0!
2013-04-12 | 2013-04-12 08:00 | 2013 | 4 | 12 | 8 | 6 | 0 | #DIV/0!
2013-04-12 | 2013-04-12 09:00 | 2013 | 4 | 12 | 9 | 6 | 0 | #DIV/0!
2013-04-12 | 2013-04-12 10:00 | 2013 | 4 | 12 | 10 | 6 | 0 | #DIV/0!
2013-04-12 | 2013-04-12 11:00 | 2013 | 4 | 12 | 11 | 6 | 0 | #DIV/0!
2013-04-12 | 2013-04-12 12:00 | 2013 | 4 | 12 | 12 | 6 | 0 | #DIV/0!
2013-04-12 | 2013-04-12 13:00 | 2013 | 4 | 12 | 13 | 6 | 0 | #DIV/0!
2013-04-12 | 2013-04-12 14:00 | 2013 | 4 | 12 | 14 | 6 | 0 | #DIV/0!
2013-04-12 | 2013-04-12 15:00 | 2013 | 4 | 12 | 15 | 6 | 0 | #DIV/0!
2013-04-12 | 2013-04-12 16:00 | 2013 | 4 | 12 | 16 | 6 | 0 | #DIV/0!
2013-04-12 | 2013-04-12 17:00 | 2013 | 4 | 12 | 17 | 6 | 0 | #DIV/0!
2013-04-12 | 2013-04-12 18:00 | 2013 | 4 | 12 | 18 | 6 | 0 | #DIV/0!
2013-04-12 | 2013-04-12 19:00 | 2013 | 4 | 12 | 19 | 6 | 0 | #DIV/0!
2013-04-12 | 2013-04-12 20:00 | 2013 | 4 | 12 | 20 | 6 | 0 | #DIV/0!
2013-04-12 | 2013-04-12 21:00 | 2013 | 4 | 12 | 21 | 6 | 0 | #DIV/0!
2013-04-12 | 2013-04-12 22:00 | 2013 | 4 | 12 | 22 | 6 | 0 | #DIV/0!
2013-04-12 | 2013-04-12 23:00 | 2013 | 4 | 12 | 23 | 6 | 0 | #DIV/0!
2013-04-13 | 2013-04-13 | 2013 | 4 | 13 | 24 | 7 | 0 | #DIV/0!
2013-04-13 | 2013-04-13 01:00 | 2013 | 4 | 13 | 1 | 7 | 0 | #DIV/0!
2013-04-13 | 2013-04-13 02:00 | 2013 | 4 | 13 | 2 | 7 | 0 | #DIV/0!
2013-04-13 | 2013-04-13 03:00 | 2013 | 4 | 13 | 3 | 7 | 0 | #DIV/0!
2013-04-13 | 2013-04-13 04:00 | 2013 | 4 | 13 | 4 | 7 | 0 | #DIV/0!
2013-04-13 | 2013-04-13 05:00 | 2013 | 4 | 13 | 5 | 7 | 0 | #DIV/0!
2013-04-13 | 2013-04-13 06:00 | 2013 | 4 | 13 | 6 | 7 | 0 | #DIV/0!
2013-04-13 | 2013-04-13 07:00 | 2013 | 4 | 13 | 7 | 7 | 0 | #DIV/0!
2013-04-13 | 2013-04-13 08:00 | 2013 | 4 | 13 | 8 | 7 | 0 | #DIV/0!
2013-04-13 | 2013-04-13 09:00 | 2013 | 4 | 13 | 9 | 7 | 0 | #DIV/0!
2013-04-13 | 2013-04-13 10:00 | 2013 | 4 | 13 | 10 | 7 | 0 | #DIV/0!
2013-04-13 | 2013-04-13 11:00 | 2013 | 4 | 13 | 11 | 7 | 0 | #DIV/0!
2013-04-13 | 2013-04-13 12:00 | 2013 | 4 | 13 | 12 | 7 | 0 | #DIV/0!
2013-04-13 | 2013-04-13 13:00 | 2013 | 4 | 13 | 13 | 7 | 0 | #DIV/0!
2013-04-13 | 2013-04-13 14:00 | 2013 | 4 | 13 | 14 | 7 | 0 | #DIV/0!
2013-04-13 | 2013-04-13 15:00 | 2013 | 4 | 13 | 15 | 7 | 0 | #DIV/0!
2013-04-13 | 2013-04-13 16:00 | 2013 | 4 | 13 | 16 | 7 | 0 | #DIV/0!
2013-04-13 | 2013-04-13 17:00 | 2013 | 4 | 13 | 17 | 7 | 0 | #DIV/0!
2013-04-13 | 2013-04-13 18:00 | 2013 | 4 | 13 | 18 | 7 | 0 | #DIV/0!
2013-04-13 | 2013-04-13 19:00 | 2013 | 4 | 13 | 19 | 7 | 0 | #DIV/0!
2013-04-13 | 2013-04-13 20:00 | 2013 | 4 | 13 | 20 | 7 | 0 | #DIV/0!
2013-04-13 | 2013-04-13 21:00 | 2013 | 4 | 13 | 21 | 7 | 0 | #DIV/0!
2013-04-13 | 2013-04-13 22:00 | 2013 | 4 | 13 | 22 | 7 | 0 | #DIV/0!
2013-04-13 | 2013-04-13 23:00 | 2013 | 4 | 13 | 23 | 7 | 0 | #DIV/0!
2013-04-14 | 2013-04-14 | 2013 | 4 | 14 | 24 | 1 | 0 | #DIV/0!
2013-04-14 | 2013-04-14 01:00 | 2013 | 4 | 14 | 1 | 1 | 0 | #DIV/0!
2013-04-14 | 2013-04-14 02:00 | 2013 | 4 | 14 | 2 | 1 | 0 | #DIV/0!
2013-04-14 | 2013-04-14 03:00 | 2013 | 4 | 14 | 3 | 1 | 0 | #DIV/0!
2013-04-14 | 2013-04-14 04:00 | 2013 | 4 | 14 | 4 | 1 | 0 | #DIV/0!
2013-04-14 | 2013-04-14 05:00 | 2013 | 4 | 14 | 5 | 1 | 0 | #DIV/0!
2013-04-14 | 2013-04-14 06:00 | 2013 | 4 | 14 | 6 | 1 | 0 | #DIV/0!
2013-04-14 | 2013-04-14 07:00 | 2013 | 4 | 14 | 7 | 1 | 0 | #DIV/0!
2013-04-14 | 2013-04-14 08:00 | 2013 | 4 | 14 | 8 | 1 | 0 | #DIV/0!
2013-04-14 | 2013-04-14 09:00 | 2013 | 4 | 14 | 9 | 1 | 0 | #DIV/0!
2013-04-14 | 2013-04-14 10:00 | 2013 | 4 | 14 | 10 | 1 | 0 | #DIV/0!
2013-04-14 | 2013-04-14 11:00 | 2013 | 4 | 14 | 11 | 1 | 0 | #DIV/0!
2013-04-14 | 2013-04-14 12:00 | 2013 | 4 | 14 | 12 | 1 | 0 | #DIV/0!
2013-04-14 | 2013-04-14 13:00 | 2013 | 4 | 14 | 13 | 1 | 0 | #DIV/0!
2013-04-14 | 2013-04-14 14:00 | 2013 | 4 | 14 | 14 | 1 | 0 | #DIV/0!
2013-04-14 | 2013-04-14 15:00 | 2013 | 4 | 14 | 15 | 1 | 0 | #DIV/0!
2013-04-14 | 2013-04-14 16:00 | 2013 | 4 | 14 | 16 | 1 | 0 | #DIV/0!
2013-04-14 | 2013-04-14 17:00 | 2013 | 4 | 14 | 17 | 1 | 0 | #DIV/0!
2013-04-14 | 2013-04-14 18:00 | 2013 | 4 | 14 | 18 | 1 | 0 | #DIV/0!
2013-04-14 | 2013-04-14 19:00 | 2013 | 4 | 14 | 19 | 1 | 0 | #DIV/0!
2013-04-14 | 2013-04-14 20:00 | 2013 | 4 | 14 | 20 | 1 | 0 | #DIV/0!
2013-04-14 | 2013-04-14 21:00 | 2013 | 4 | 14 | 21 | 1 | 0 | #DIV/0!
2013-04-14 | 2013-04-14 22:00 | 2013 | 4 | 14 | 22 | 1 | 0 | #DIV/0!
2013-04-14 | 2013-04-14 23:00 | 2013 | 4 | 14 | 23 | 1 | 0 | #DIV/0!
2013-04-15 | 2013-04-15 | 2013 | 4 | 15 | 24 | 2 | 0 | #DIV/0!
2013-04-15 | 2013-04-15 01:00 | 2013 | 4 | 15 | 1 | 2 | 0 | #DIV/0!
2013-04-15 | 2013-04-15 02:00 | 2013 | 4 | 15 | 2 | 2 | 0 | #DIV/0!
2013-04-15 | 2013-04-15 03:00 | 2013 | 4 | 15 | 3 | 2 | 0 | #DIV/0!
2013-04-15 | 2013-04-15 04:00 | 2013 | 4 | 15 | 4 | 2 | 0 | #DIV/0!
2013-04-15 | 2013-04-15 05:00 | 2013 | 4 | 15 | 5 | 2 | 0 | #DIV/0!
2013-04-15 | 2013-04-15 06:00 | 2013 | 4 | 15 | 6 | 2 | 0 | #DIV/0!
2013-04-15 | 2013-04-15 07:00 | 2013 | 4 | 15 | 7 | 2 | 0 | #DIV/0!
2013-04-15 | 2013-04-15 08:00 | 2013 | 4 | 15 | 8 | 2 | 0 | #DIV/0!
2013-04-15 | 2013-04-15 09:00 | 2013 | 4 | 15 | 9 | 2 | 0 | #DIV/0!
2013-04-15 | 2013-04-15 10:00 | 2013 | 4 | 15 | 10 | 2 | 0 | #DIV/0!
2013-04-15 | 2013-04-15 11:00 | 2013 | 4 | 15 | 11 | 2 | 0 | #DIV/0!
2013-04-15 | 2013-04-15 12:00 | 2013 | 4 | 15 | 12 | 2 | 0 | #DIV/0!
2013-04-15 | 2013-04-15 13:00 | 2013 | 4 | 15 | 13 | 2 | 0 | #DIV/0!
2013-04-15 | 2013-04-15 14:00 | 2013 | 4 | 15 | 14 | 2 | 0 | #DIV/0!
2013-04-15 | 2013-04-15 15:00 | 2013 | 4 | 15 | 15 | 2 | 0 | #DIV/0!
2013-04-15 | 2013-04-15 16:00 | 2013 | 4 | 15 | 16 | 2 | 0 | #DIV/0!
2013-04-15 | 2013-04-15 17:00 | 2013 | 4 | 15 | 17 | 2 | 0 | #DIV/0!
2013-04-15 | 2013-04-15 18:00 | 2013 | 4 | 15 | 18 | 2 | 0 | #DIV/0!
2013-04-15 | 2013-04-15 19:00 | 2013 | 4 | 15 | 19 | 2 | 0 | #DIV/0!
2013-04-15 | 2013-04-15 20:00 | 2013 | 4 | 15 | 20 | 2 | 0 | #DIV/0!
2013-04-15 | 2013-04-15 21:00 | 2013 | 4 | 15 | 21 | 2 | 0 | #DIV/0!
2013-04-15 | 2013-04-15 22:00 | 2013 | 4 | 15 | 22 | 2 | 0 | #DIV/0!
2013-04-15 | 2013-04-15 23:00 | 2013 | 4 | 15 | 23 | 2 | 0 | #DIV/0!
2013-04-16 | 2013-04-16 | 2013 | 4 | 16 | 24 | 3 | 0 | #DIV/0!
2013-04-16 | 2013-04-16 01:00 | 2013 | 4 | 16 | 1 | 3 | 0 | #DIV/0!
2013-04-16 | 2013-04-16 02:00 | 2013 | 4 | 16 | 2 | 3 | 0 | #DIV/0!
2013-04-16 | 2013-04-16 03:00 | 2013 | 4 | 16 | 3 | 3 | 0 | #DIV/0!
2013-04-16 | 2013-04-16 04:00 | 2013 | 4 | 16 | 4 | 3 | 0 | #DIV/0!
2013-04-16 | 2013-04-16 05:00 | 2013 | 4 | 16 | 5 | 3 | 0 | #DIV/0!
2013-04-16 | 2013-04-16 06:00 | 2013 | 4 | 16 | 6 | 3 | 0 | #DIV/0!
2013-04-16 | 2013-04-16 07:00 | 2013 | 4 | 16 | 7 | 3 | 0 | #DIV/0!
2013-04-16 | 2013-04-16 08:00 | 2013 | 4 | 16 | 8 | 3 | 0 | #DIV/0!
2013-04-16 | 2013-04-16 09:00 | 2013 | 4 | 16 | 9 | 3 | 0 | #DIV/0!
2013-04-16 | 2013-04-16 10:00 | 2013 | 4 | 16 | 10 | 3 | 0 | #DIV/0!
2013-04-16 | 2013-04-16 11:00 | 2013 | 4 | 16 | 11 | 3 | 0 | #DIV/0!
2013-04-16 | 2013-04-16 12:00 | 2013 | 4 | 16 | 12 | 3 | 0 | #DIV/0!
2013-04-16 | 2013-04-16 13:00 | 2013 | 4 | 16 | 13 | 3 | 0 | #DIV/0!
2013-04-16 | 2013-04-16 14:00 | 2013 | 4 | 16 | 14 | 3 | 0 | #DIV/0!
2013-04-16 | 2013-04-16 15:00 | 2013 | 4 | 16 | 15 | 3 | 0 | #DIV/0!
2013-04-16 | 2013-04-16 16:00 | 2013 | 4 | 16 | 16 | 3 | 0 | #DIV/0!
2013-04-16 | 2013-04-16 17:00 | 2013 | 4 | 16 | 17 | 3 | 0 | #DIV/0!
2013-04-16 | 2013-04-16 18:00 | 2013 | 4 | 16 | 18 | 3 | 0 | #DIV/0!
2013-04-16 | 2013-04-16 19:00 | 2013 | 4 | 16 | 19 | 3 | 0 | #DIV/0!
2013-04-16 | 2013-04-16 20:00 | 2013 | 4 | 16 | 20 | 3 | 0 | #DIV/0!
2013-04-16 | 2013-04-16 21:00 | 2013 | 4 | 16 | 21 | 3 | 0 | #DIV/0!
2013-04-16 | 2013-04-16 22:00 | 2013 | 4 | 16 | 22 | 3 | 0 | #DIV/0!
2013-04-16 | 2013-04-16 23:00 | 2013 | 4 | 16 | 23 | 3 | 0 | #DIV/0!
2013-04-17 | 2013-04-17 | 2013 | 4 | 17 | 24 | 4 | 0 | #DIV/0!
2013-04-17 | 2013-04-17 01:00 | 2013 | 4 | 17 | 1 | 4 | 0 | #DIV/0!
2013-04-17 | 2013-04-17 02:00 | 2013 | 4 | 17 | 2 | 4 | 0 | #DIV/0!
2013-04-17 | 2013-04-17 03:00 | 2013 | 4 | 17 | 3 | 4 | 0 | #DIV/0!
2013-04-17 | 2013-04-17 04:00 | 2013 | 4 | 17 | 4 | 4 | 0 | #DIV/0!
2013-04-17 | 2013-04-17 05:00 | 2013 | 4 | 17 | 5 | 4 | 0 | #DIV/0!
2013-04-17 | 2013-04-17 06:00 | 2013 | 4 | 17 | 6 | 4 | 0 | #DIV/0!
2013-04-17 | 2013-04-17 07:00 | 2013 | 4 | 17 | 7 | 4 | 0 | #DIV/0!
2013-04-17 | 2013-04-17 08:00 | 2013 | 4 | 17 | 8 | 4 | 0 | #DIV/0!
2013-04-17 | 2013-04-17 09:00 | 2013 | 4 | 17 | 9 | 4 | 0 | #DIV/0!
2013-04-17 | 2013-04-17 10:00 | 2013 | 4 | 17 | 10 | 4 | 0 | #DIV/0!
2013-04-17 | 2013-04-17 11:00 | 2013 | 4 | 17 | 11 | 4 | 0 | #DIV/0!
2013-04-17 | 2013-04-17 12:00 | 2013 | 4 | 17 | 12 | 4 | 0 | #DIV/0!
2013-04-17 | 2013-04-17 13:00 | 2013 | 4 | 17 | 13 | 4 | 0 | #DIV/0!
2013-04-17 | 2013-04-17 14:00 | 2013 | 4 | 17 | 14 | 4 | 0 | #DIV/0!
2013-04-17 | 2013-04-17 15:00 | 2013 | 4 | 17 | 15 | 4 | 0 | #DIV/0!
2013-04-17 | 2013-04-17 16:00 | 2013 | 4 | 17 | 16 | 4 | 0 | #DIV/0!
2013-04-17 | 2013-04-17 17:00 | 2013 | 4 | 17 | 17 | 4 | 0 | #DIV/0!
2013-04-17 | 2013-04-17 18:00 | 2013 | 4 | 17 | 18 | 4 | 0 | #DIV/0!
2013-04-17 | 2013-04-17 19:00 | 2013 | 4 | 17 | 19 | 4 | 0 | #DIV/0!
2013-04-17 | 2013-04-17 20:00 | 2013 | 4 | 17 | 20 | 4 | 0 | #DIV/0!
2013-04-17 | 2013-04-17 21:00 | 2013 | 4 | 17 | 21 | 4 | 0 | #DIV/0!
2013-04-17 | 2013-04-17 22:00 | 2013 | 4 | 17 | 22 | 4 | 0 | #DIV/0!
2013-04-17 | 2013-04-17 23:00 | 2013 | 4 | 17 | 23 | 4 | 0 | #DIV/0!
2013-04-18 | 2013-04-18 | 2013 | 4 | 18 | 24 | 5 | 0 | #DIV/0!
2013-04-18 | 2013-04-18 01:00 | 2013 | 4 | 18 | 1 | 5 | 0 | #DIV/0!
2013-04-18 | 2013-04-18 02:00 | 2013 | 4 | 18 | 2 | 5 | 0 | #DIV/0!
2013-04-18 | 2013-04-18 03:00 | 2013 | 4 | 18 | 3 | 5 | 0 | #DIV/0!
2013-04-18 | 2013-04-18 04:00 | 2013 | 4 | 18 | 4 | 5 | 0 | #DIV/0!
2013-04-18 | 2013-04-18 05:00 | 2013 | 4 | 18 | 5 | 5 | 0 | #DIV/0!
2013-04-18 | 2013-04-18 06:00 | 2013 | 4 | 18 | 6 | 5 | 0 | #DIV/0!
2013-04-18 | 2013-04-18 07:00 | 2013 | 4 | 18 | 7 | 5 | 0 | #DIV/0!
2013-04-18 | 2013-04-18 08:00 | 2013 | 4 | 18 | 8 | 5 | 0 | #DIV/0!
2013-04-18 | 2013-04-18 09:00 | 2013 | 4 | 18 | 9 | 5 | 0 | #DIV/0!
2013-04-18 | 2013-04-18 10:00 | 2013 | 4 | 18 | 10 | 5 | 0 | #DIV/0!
2013-04-18 | 2013-04-18 11:00 | 2013 | 4 | 18 | 11 | 5 | 0 | #DIV/0!
2013-04-18 | 2013-04-18 12:00 | 2013 | 4 | 18 | 12 | 5 | 0 | #DIV/0!
2013-04-18 | 2013-04-18 13:00 | 2013 | 4 | 18 | 13 | 5 | 0 | #DIV/0!
2013-04-18 | 2013-04-18 14:00 | 2013 | 4 | 18 | 14 | 5 | 0 | #DIV/0!
2013-04-18 | 2013-04-18 15:00 | 2013 | 4 | 18 | 15 | 5 | 0 | #DIV/0!
2013-04-18 | 2013-04-18 16:00 | 2013 | 4 | 18 | 16 | 5 | 0 | #DIV/0!
2013-04-18 | 2013-04-18 17:00 | 2013 | 4 | 18 | 17 | 5 | 0 | #DIV/0!
2013-04-18 | 2013-04-18 18:00 | 2013 | 4 | 18 | 18 | 5 | 0 | #DIV/0!
2013-04-18 | 2013-04-18 19:00 | 2013 | 4 | 18 | 19 | 5 | 0 | #DIV/0!
2013-04-18 | 2013-04-18 20:00 | 2013 | 4 | 18 | 20 | 5 | 0 | #DIV/0!
2013-04-18 | 2013-04-18 21:00 | 2013 | 4 | 18 | 21 | 5 | 0 | #DIV/0!
2013-04-18 | 2013-04-18 22:00 | 2013 | 4 | 18 | 22 | 5 | 0 | #DIV/0!
2013-04-18 | 2013-04-18 23:00 | 2013 | 4 | 18 | 23 | 5 | 0 | #DIV/0!
2013-04-19 | 2013-04-19 | 2013 | 4 | 19 | 24 | 6 | 0 | #DIV/0!
2013-04-19 | 2013-04-19 01:00 | 2013 | 4 | 19 | 1 | 6 | 0 | #DIV/0!
2013-04-19 | 2013-04-19 02:00 | 2013 | 4 | 19 | 2 | 6 | 0 | #DIV/0!
2013-04-19 | 2013-04-19 03:00 | 2013 | 4 | 19 | 3 | 6 | 0 | #DIV/0!
2013-04-19 | 2013-04-19 04:00 | 2013 | 4 | 19 | 4 | 6 | 0 | #DIV/0!
2013-04-19 | 2013-04-19 05:00 | 2013 | 4 | 19 | 5 | 6 | 0 | #DIV/0!
2013-04-19 | 2013-04-19 06:00 | 2013 | 4 | 19 | 6 | 6 | 0 | #DIV/0!
2013-04-19 | 2013-04-19 07:00 | 2013 | 4 | 19 | 7 | 6 | 0 | #DIV/0!
2013-04-19 | 2013-04-19 08:00 | 2013 | 4 | 19 | 8 | 6 | 0 | #DIV/0!
2013-04-19 | 2013-04-19 09:00 | 2013 | 4 | 19 | 9 | 6 | 0 | #DIV/0!
2013-04-19 | 2013-04-19 10:00 | 2013 | 4 | 19 | 10 | 6 | 0 | #DIV/0!
2013-04-19 | 2013-04-19 11:00 | 2013 | 4 | 19 | 11 | 6 | 0 | #DIV/0!
2013-04-19 | 2013-04-19 12:00 | 2013 | 4 | 19 | 12 | 6 | 0 | #DIV/0!
2013-04-19 | 2013-04-19 13:00 | 2013 | 4 | 19 | 13 | 6 | 0 | #DIV/0!
2013-04-19 | 2013-04-19 14:00 | 2013 | 4 | 19 | 14 | 6 | 0 | #DIV/0!
2013-04-19 | 2013-04-19 15:00 | 2013 | 4 | 19 | 15 | 6 | 0 | #DIV/0!
2013-04-19 | 2013-04-19 16:00 | 2013 | 4 | 19 | 16 | 6 | 0 | #DIV/0!
2013-04-19 | 2013-04-19 17:00 | 2013 | 4 | 19 | 17 | 6 | 0 | #DIV/0!
2013-04-19 | 2013-04-19 18:00 | 2013 | 4 | 19 | 18 | 6 | 0 | #DIV/0!
2013-04-19 | 2013-04-19 19:00 | 2013 | 4 | 19 | 19 | 6 | 0 | #DIV/0!
2013-04-19 | 2013-04-19 20:00 | 2013 | 4 | 19 | 20 | 6 | 0 | #DIV/0!
2013-04-19 | 2013-04-19 21:00 | 2013 | 4 | 19 | 21 | 6 | 0 | #DIV/0!
2013-04-19 | 2013-04-19 22:00 | 2013 | 4 | 19 | 22 | 6 | 0 | #DIV/0!
2013-04-19 | 2013-04-19 23:00 | 2013 | 4 | 19 | 23 | 6 | 0 | #DIV/0!
2013-04-20 | 2013-04-20 | 2013 | 4 | 20 | 24 | 7 | 0 | #DIV/0!
2013-04-20 | 2013-04-20 01:00 | 2013 | 4 | 20 | 1 | 7 | 0 | #DIV/0!
2013-04-20 | 2013-04-20 02:00 | 2013 | 4 | 20 | 2 | 7 | 0 | #DIV/0!
2013-04-20 | 2013-04-20 03:00 | 2013 | 4 | 20 | 3 | 7 | 0 | #DIV/0!
2013-04-20 | 2013-04-20 04:00 | 2013 | 4 | 20 | 4 | 7 | 0 | #DIV/0!
2013-04-20 | 2013-04-20 05:00 | 2013 | 4 | 20 | 5 | 7 | 0 | #DIV/0!
2013-04-20 | 2013-04-20 06:00 | 2013 | 4 | 20 | 6 | 7 | 0 | #DIV/0!
2013-04-20 | 2013-04-20 07:00 | 2013 | 4 | 20 | 7 | 7 | 0 | #DIV/0!
2013-04-20 | 2013-04-20 08:00 | 2013 | 4 | 20 | 8 | 7 | 0 | #DIV/0!
2013-04-20 | 2013-04-20 09:00 | 2013 | 4 | 20 | 9 | 7 | 0 | #DIV/0!
2013-04-20 | 2013-04-20 10:00 | 2013 | 4 | 20 | 10 | 7 | 0 | #DIV/0!
2013-04-20 | 2013-04-20 11:00 | 2013 | 4 | 20 | 11 | 7 | 0 | #DIV/0!
2013-04-20 | 2013-04-20 12:00 | 2013 | 4 | 20 | 12 | 7 | 0 | #DIV/0!
2013-04-20 | 2013-04-20 13:00 | 2013 | 4 | 20 | 13 | 7 | 0 | #DIV/0!
2013-04-20 | 2013-04-20 14:00 | 2013 | 4 | 20 | 14 | 7 | 0 | #DIV/0!
2013-04-20 | 2013-04-20 15:00 | 2013 | 4 | 20 | 15 | 7 | 0 | #DIV/0!
2013-04-20 | 2013-04-20 16:00 | 2013 | 4 | 20 | 16 | 7 | 0 | #DIV/0!
2013-04-20 | 2013-04-20 17:00 | 2013 | 4 | 20 | 17 | 7 | 0 | #DIV/0!
2013-04-20 | 2013-04-20 18:00 | 2013 | 4 | 20 | 18 | 7 | 0 | #DIV/0!
2013-04-20 | 2013-04-20 19:00 | 2013 | 4 | 20 | 19 | 7 | 0 | #DIV/0!
2013-04-20 | 2013-04-20 20:00 | 2013 | 4 | 20 | 20 | 7 | 0 | #DIV/0!
2013-04-20 | 2013-04-20 21:00 | 2013 | 4 | 20 | 21 | 7 | 0 | #DIV/0!
2013-04-20 | 2013-04-20 22:00 | 2013 | 4 | 20 | 22 | 7 | 0 | #DIV/0!
2013-04-20 | 2013-04-20 23:00 | 2013 | 4 | 20 | 23 | 7 | 0 | #DIV/0!
2013-04-21 | 2013-04-21 | 2013 | 4 | 21 | 24 | 1 | 0 | #DIV/0!
2013-04-21 | 2013-04-21 01:00 | 2013 | 4 | 21 | 1 | 1 | 0 | #DIV/0!
2013-04-21 | 2013-04-21 02:00 | 2013 | 4 | 21 | 2 | 1 | 0 | #DIV/0!
2013-04-21 | 2013-04-21 03:00 | 2013 | 4 | 21 | 3 | 1 | 0 | #DIV/0!
2013-04-21 | 2013-04-21 04:00 | 2013 | 4 | 21 | 4 | 1 | 0 | #DIV/0!
2013-04-21 | 2013-04-21 05:00 | 2013 | 4 | 21 | 5 | 1 | 0 | #DIV/0!
2013-04-21 | 2013-04-21 06:00 | 2013 | 4 | 21 | 6 | 1 | 0 | #DIV/0!
2013-04-21 | 2013-04-21 07:00 | 2013 | 4 | 21 | 7 | 1 | 0 | #DIV/0!
2013-04-21 | 2013-04-21 08:00 | 2013 | 4 | 21 | 8 | 1 | 0 | #DIV/0!
2013-04-21 | 2013-04-21 09:00 | 2013 | 4 | 21 | 9 | 1 | 0 | #DIV/0!
2013-04-21 | 2013-04-21 10:00 | 2013 | 4 | 21 | 10 | 1 | 0 | #DIV/0!
2013-04-21 | 2013-04-21 11:00 | 2013 | 4 | 21 | 11 | 1 | 0 | #DIV/0!
2013-04-21 | 2013-04-21 12:00 | 2013 | 4 | 21 | 12 | 1 | 0 | #DIV/0!
2013-04-21 | 2013-04-21 13:00 | 2013 | 4 | 21 | 13 | 1 | 0 | #DIV/0!
2013-04-21 | 2013-04-21 14:00 | 2013 | 4 | 21 | 14 | 1 | 0 | #DIV/0!
2013-04-21 | 2013-04-21 15:00 | 2013 | 4 | 21 | 15 | 1 | 0 | #DIV/0!
2013-04-21 | 2013-04-21 16:00 | 2013 | 4 | 21 | 16 | 1 | 0 | #DIV/0!
2013-04-21 | 2013-04-21 17:00 | 2013 | 4 | 21 | 17 | 1 | 0 | #DIV/0!
2013-04-21 | 2013-04-21 18:00 | 2013 | 4 | 21 | 18 | 1 | 0 | #DIV/0!
2013-04-21 | 2013-04-21 19:00 | 2013 | 4 | 21 | 19 | 1 | 0 | #DIV/0!
2013-04-21 | 2013-04-21 20:00 | 2013 | 4 | 21 | 20 | 1 | 0 | #DIV/0!
2013-04-21 | 2013-04-21 21:00 | 2013 | 4 | 21 | 21 | 1 | 0 | #DIV/0!
2013-04-21 | 2013-04-21 22:00 | 2013 | 4 | 21 | 22 | 1 | 0 | #DIV/0!
2013-04-21 | 2013-04-21 23:00 | 2013 | 4 | 21 | 23 | 1 | 0 | #DIV/0!
2013-04-22 | 2013-04-22 | 2013 | 4 | 22 | 24 | 2 | 0 | #DIV/0!
2013-04-22 | 2013-04-22 01:00 | 2013 | 4 | 22 | 1 | 2 | 0 | #DIV/0!
2013-04-22 | 2013-04-22 02:00 | 2013 | 4 | 22 | 2 | 2 | 0 | #DIV/0!
2013-04-22 | 2013-04-22 03:00 | 2013 | 4 | 22 | 3 | 2 | 0 | #DIV/0!
2013-04-22 | 2013-04-22 04:00 | 2013 | 4 | 22 | 4 | 2 | 0 | #DIV/0!
2013-04-22 | 2013-04-22 05:00 | 2013 | 4 | 22 | 5 | 2 | 0 | #DIV/0!
2013-04-22 | 2013-04-22 06:00 | 2013 | 4 | 22 | 6 | 2 | 0 | #DIV/0!
2013-04-22 | 2013-04-22 07:00 | 2013 | 4 | 22 | 7 | 2 | 0 | #DIV/0!
2013-04-22 | 2013-04-22 08:00 | 2013 | 4 | 22 | 8 | 2 | 0 | #DIV/0!
2013-04-22 | 2013-04-22 09:00 | 2013 | 4 | 22 | 9 | 2 | 0 | #DIV/0!
2013-04-22 | 2013-04-22 10:00 | 2013 | 4 | 22 | 10 | 2 | 0 | #DIV/0!
2013-04-22 | 2013-04-22 11:00 | 2013 | 4 | 22 | 11 | 2 | 0 | #DIV/0!
2013-04-22 | 2013-04-22 12:00 | 2013 | 4 | 22 | 12 | 2 | 0 | #DIV/0!
2013-04-22 | 2013-04-22 13:00 | 2013 | 4 | 22 | 13 | 2 | 0 | #DIV/0!
2013-04-22 | 2013-04-22 14:00 | 2013 | 4 | 22 | 14 | 2 | 0 | #DIV/0!
2013-04-22 | 2013-04-22 15:00 | 2013 | 4 | 22 | 15 | 2 | 0 | #DIV/0!
2013-04-22 | 2013-04-22 16:00 | 2013 | 4 | 22 | 16 | 2 | 0 | #DIV/0!
2013-04-22 | 2013-04-22 17:00 | 2013 | 4 | 22 | 17 | 2 | 0 | #DIV/0!
2013-04-22 | 2013-04-22 18:00 | 2013 | 4 | 22 | 18 | 2 | 0 | #DIV/0!
2013-04-22 | 2013-04-22 19:00 | 2013 | 4 | 22 | 19 | 2 | 0 | #DIV/0!
2013-04-22 | 2013-04-22 20:00 | 2013 | 4 | 22 | 20 | 2 | 0 | #DIV/0!
2013-04-22 | 2013-04-22 21:00 | 2013 | 4 | 22 | 21 | 2 | 0 | #DIV/0!
2013-04-22 | 2013-04-22 22:00 | 2013 | 4 | 22 | 22 | 2 | 0 | #DIV/0!
2013-04-22 | 2013-04-22 23:00 | 2013 | 4 | 22 | 23 | 2 | 0 | #DIV/0!
2013-04-23 | 2013-04-23 | 2013 | 4 | 23 | 24 | 3 | 0 | #DIV/0!
2013-04-23 | 2013-04-23 01:00 | 2013 | 4 | 23 | 1 | 3 | 0 | #DIV/0!
2013-04-23 | 2013-04-23 02:00 | 2013 | 4 | 23 | 2 | 3 | 0 | #DIV/0!
2013-04-23 | 2013-04-23 03:00 | 2013 | 4 | 23 | 3 | 3 | 0 | #DIV/0!
2013-04-23 | 2013-04-23 04:00 | 2013 | 4 | 23 | 4 | 3 | 0 | #DIV/0!
2013-04-23 | 2013-04-23 05:00 | 2013 | 4 | 23 | 5 | 3 | 0 | #DIV/0!
2013-04-23 | 2013-04-23 06:00 | 2013 | 4 | 23 | 6 | 3 | 0 | #DIV/0!
2013-04-23 | 2013-04-23 07:00 | 2013 | 4 | 23 | 7 | 3 | 0 | #DIV/0!
2013-04-23 | 2013-04-23 08:00 | 2013 | 4 | 23 | 8 | 3 | 0 | #DIV/0!
2013-04-23 | 2013-04-23 09:00 | 2013 | 4 | 23 | 9 | 3 | 0 | #DIV/0!
2013-04-23 | 2013-04-23 10:00 | 2013 | 4 | 23 | 10 | 3 | 0 | #DIV/0!
2013-04-23 | 2013-04-23 11:00 | 2013 | 4 | 23 | 11 | 3 | 0 | #DIV/0!
2013-04-23 | 2013-04-23 12:00 | 2013 | 4 | 23 | 12 | 3 | 0 | #DIV/0!
2013-04-23 | 2013-04-23 13:00 | 2013 | 4 | 23 | 13 | 3 | 0 | #DIV/0!
2013-04-23 | 2013-04-23 14:00 | 2013 | 4 | 23 | 14 | 3 | 0 | #DIV/0!
2013-04-23 | 2013-04-23 15:00 | 2013 | 4 | 23 | 15 | 3 | 0 | #DIV/0!
2013-04-23 | 2013-04-23 16:00 | 2013 | 4 | 23 | 16 | 3 | 0 | #DIV/0!
2013-04-23 | 2013-04-23 17:00 | 2013 | 4 | 23 | 17 | 3 | 0 | #DIV/0!
2013-04-23 | 2013-04-23 18:00 | 2013 | 4 | 23 | 18 | 3 | 0 | #DIV/0!
2013-04-23 | 2013-04-23 19:00 | 2013 | 4 | 23 | 19 | 3 | 0 | #DIV/0!
2013-04-23 | 2013-04-23 20:00 | 2013 | 4 | 23 | 20 | 3 | 0 | #DIV/0!
2013-04-23 | 2013-04-23 21:00 | 2013 | 4 | 23 | 21 | 3 | 0 | #DIV/0!
2013-04-23 | 2013-04-23 22:00 | 2013 | 4 | 23 | 22 | 3 | 0 | #DIV/0!
2013-04-23 | 2013-04-23 23:00 | 2013 | 4 | 23 | 23 | 3 | 0 | #DIV/0!
2013-04-24 | 2013-04-24 | 2013 | 4 | 24 | 24 | 4 | 0 | #DIV/0!
2013-04-24 | 2013-04-24 01:00 | 2013 | 4 | 24 | 1 | 4 | 0 | #DIV/0!
2013-04-24 | 2013-04-24 02:00 | 2013 | 4 | 24 | 2 | 4 | 0 | #DIV/0!
2013-04-24 | 2013-04-24 03:00 | 2013 | 4 | 24 | 3 | 4 | 0 | #DIV/0!
2013-04-24 | 2013-04-24 04:00 | 2013 | 4 | 24 | 4 | 4 | 0 | #DIV/0!
2013-04-24 | 2013-04-24 05:00 | 2013 | 4 | 24 | 5 | 4 | 0 | #DIV/0!
2013-04-24 | 2013-04-24 06:00 | 2013 | 4 | 24 | 6 | 4 | 0 | #DIV/0!
2013-04-24 | 2013-04-24 07:00 | 2013 | 4 | 24 | 7 | 4 | 0 | #DIV/0!
2013-04-24 | 2013-04-24 08:00 | 2013 | 4 | 24 | 8 | 4 | 0 | #DIV/0!
2013-04-24 | 2013-04-24 09:00 | 2013 | 4 | 24 | 9 | 4 | 0 | #DIV/0!
2013-04-24 | 2013-04-24 10:00 | 2013 | 4 | 24 | 10 | 4 | 0 | #DIV/0!
2013-04-24 | 2013-04-24 11:00 | 2013 | 4 | 24 | 11 | 4 | 0 | #DIV/0!
2013-04-24 | 2013-04-24 12:00 | 2013 | 4 | 24 | 12 | 4 | 0 | #DIV/0!
2013-04-24 | 2013-04-24 13:00 | 2013 | 4 | 24 | 13 | 4 | 0 | #DIV/0!
2013-04-24 | 2013-04-24 14:00 | 2013 | 4 | 24 | 14 | 4 | 0 | #DIV/0!
2013-04-24 | 2013-04-24 15:00 | 2013 | 4 | 24 | 15 | 4 | 0 | #DIV/0!
2013-04-24 | 2013-04-24 16:00 | 2013 | 4 | 24 | 16 | 4 | 0 | #DIV/0!
2013-04-24 | 2013-04-24 17:00 | 2013 | 4 | 24 | 17 | 4 | 0 | #DIV/0!
2013-04-24 | 2013-04-24 18:00 | 2013 | 4 | 24 | 18 | 4 | 0 | #DIV/0!
2013-04-24 | 2013-04-24 19:00 | 2013 | 4 | 24 | 19 | 4 | 0 | #DIV/0!
2013-04-24 | 2013-04-24 20:00 | 2013 | 4 | 24 | 20 | 4 | 0 | #DIV/0!
2013-04-24 | 2013-04-24 21:00 | 2013 | 4 | 24 | 21 | 4 | 0 | #DIV/0!
2013-04-24 | 2013-04-24 22:00 | 2013 | 4 | 24 | 22 | 4 | 0 | #DIV/0!
2013-04-24 | 2013-04-24 23:00 | 2013 | 4 | 24 | 23 | 4 | 0 | #DIV/0!
2013-04-25 | 2013-04-25 | 2013 | 4 | 25 | 24 | 5 | 0 | #DIV/0!
2013-04-25 | 2013-04-25 01:00 | 2013 | 4 | 25 | 1 | 5 | 0 | #DIV/0!
2013-04-25 | 2013-04-25 02:00 | 2013 | 4 | 25 | 2 | 5 | 0 | #DIV/0!
2013-04-25 | 2013-04-25 03:00 | 2013 | 4 | 25 | 3 | 5 | 0 | #DIV/0!
2013-04-25 | 2013-04-25 04:00 | 2013 | 4 | 25 | 4 | 5 | 0 | #DIV/0!
2013-04-25 | 2013-04-25 05:00 | 2013 | 4 | 25 | 5 | 5 | 0 | #DIV/0!
2013-04-25 | 2013-04-25 06:00 | 2013 | 4 | 25 | 6 | 5 | 0 | #DIV/0!
2013-04-25 | 2013-04-25 07:00 | 2013 | 4 | 25 | 7 | 5 | 0 | #DIV/0!
2013-04-25 | 2013-04-25 08:00 | 2013 | 4 | 25 | 8 | 5 | 0 | #DIV/0!
2013-04-25 | 2013-04-25 09:00 | 2013 | 4 | 25 | 9 | 5 | 0 | #DIV/0!
2013-04-25 | 2013-04-25 10:00 | 2013 | 4 | 25 | 10 | 5 | 0 | #DIV/0!
2013-04-25 | 2013-04-25 11:00 | 2013 | 4 | 25 | 11 | 5 | 0 | #DIV/0!
2013-04-25 | 2013-04-25 12:00 | 2013 | 4 | 25 | 12 | 5 | 0 | #DIV/0!
2013-04-25 | 2013-04-25 13:00 | 2013 | 4 | 25 | 13 | 5 | 0 | #DIV/0!
2013-04-25 | 2013-04-25 14:00 | 2013 | 4 | 25 | 14 | 5 | 0 | #DIV/0!
2013-04-25 | 2013-04-25 15:00 | 2013 | 4 | 25 | 15 | 5 | 0 | #DIV/0!
2013-04-25 | 2013-04-25 16:00 | 2013 | 4 | 25 | 16 | 5 | 0 | #DIV/0!
2013-04-25 | 2013-04-25 17:00 | 2013 | 4 | 25 | 17 | 5 | 0 | #DIV/0!
2013-04-25 | 2013-04-25 18:00 | 2013 | 4 | 25 | 18 | 5 | 0 | #DIV/0!
2013-04-25 | 2013-04-25 19:00 | 2013 | 4 | 25 | 19 | 5 | 0 | #DIV/0!
2013-04-25 | 2013-04-25 20:00 | 2013 | 4 | 25 | 20 | 5 | 0 | #DIV/0!
2013-04-25 | 2013-04-25 21:00 | 2013 | 4 | 25 | 21 | 5 | 0 | #DIV/0!
2013-04-25 | 2013-04-25 22:00 | 2013 | 4 | 25 | 22 | 5 | 0 | #DIV/0!
2013-04-25 | 2013-04-25 23:00 | 2013 | 4 | 25 | 23 | 5 | 0 | #DIV/0!
2013-04-26 | 2013-04-26 | 2013 | 4 | 26 | 24 | 6 | 0 | #DIV/0!
2013-04-26 | 2013-04-26 01:00 | 2013 | 4 | 26 | 1 | 6 | 0 | #DIV/0!
2013-04-26 | 2013-04-26 02:00 | 2013 | 4 | 26 | 2 | 6 | 0 | #DIV/0!
2013-04-26 | 2013-04-26 03:00 | 2013 | 4 | 26 | 3 | 6 | 0 | #DIV/0!
2013-04-26 | 2013-04-26 04:00 | 2013 | 4 | 26 | 4 | 6 | 0 | #DIV/0!
2013-04-26 | 2013-04-26 05:00 | 2013 | 4 | 26 | 5 | 6 | 0 | #DIV/0!
2013-04-26 | 2013-04-26 06:00 | 2013 | 4 | 26 | 6 | 6 | 0 | #DIV/0!
2013-04-26 | 2013-04-26 07:00 | 2013 | 4 | 26 | 7 | 6 | 0 | #DIV/0!
2013-04-26 | 2013-04-26 08:00 | 2013 | 4 | 26 | 8 | 6 | 0 | #DIV/0!
2013-04-26 | 2013-04-26 09:00 | 2013 | 4 | 26 | 9 | 6 | 0 | #DIV/0!
2013-04-26 | 2013-04-26 10:00 | 2013 | 4 | 26 | 10 | 6 | 0 | #DIV/0!
2013-04-26 | 2013-04-26 11:00 | 2013 | 4 | 26 | 11 | 6 | 0 | #DIV/0!
2013-04-26 | 2013-04-26 12:00 | 2013 | 4 | 26 | 12 | 6 | 0 | #DIV/0!
2013-04-26 | 2013-04-26 13:00 | 2013 | 4 | 26 | 13 | 6 | 0 | #DIV/0!
2013-04-26 | 2013-04-26 14:00 | 2013 | 4 | 26 | 14 | 6 | 0 | #DIV/0!
2013-04-26 | 2013-04-26 15:00 | 2013 | 4 | 26 | 15 | 6 | 0 | #DIV/0!
2013-04-26 | 2013-04-26 16:00 | 2013 | 4 | 26 | 16 | 6 | 0 | #DIV/0!
2013-04-26 | 2013-04-26 17:00 | 2013 | 4 | 26 | 17 | 6 | 0 | #DIV/0!
2013-04-26 | 2013-04-26 18:00 | 2013 | 4 | 26 | 18 | 6 | 0 | #DIV/0!
2013-04-26 | 2013-04-26 19:00 | 2013 | 4 | 26 | 19 | 6 | 0 | #DIV/0!
2013-04-26 | 2013-04-26 20:00 | 2013 | 4 | 26 | 20 | 6 | 0 | #DIV/0!
2013-04-26 | 2013-04-26 21:00 | 2013 | 4 | 26 | 21 | 6 | 0 | #DIV/0!
2013-04-26 | 2013-04-26 22:00 | 2013 | 4 | 26 | 22 | 6 | 0 | #DIV/0!
2013-04-26 | 2013-04-26 23:00 | 2013 | 4 | 26 | 23 | 6 | 0 | #DIV/0!
2013-04-27 | 2013-04-27 | 2013 | 4 | 27 | 24 | 7 | 0 | #DIV/0!
2013-04-27 | 2013-04-27 01:00 | 2013 | 4 | 27 | 1 | 7 | 0 | #DIV/0!
2013-04-27 | 2013-04-27 02:00 | 2013 | 4 | 27 | 2 | 7 | 0 | #DIV/0!
2013-04-27 | 2013-04-27 03:00 | 2013 | 4 | 27 | 3 | 7 | 0 | #DIV/0!
2013-04-27 | 2013-04-27 04:00 | 2013 | 4 | 27 | 4 | 7 | 0 | #DIV/0!
2013-04-27 | 2013-04-27 05:00 | 2013 | 4 | 27 | 5 | 7 | 0 | #DIV/0!
2013-04-27 | 2013-04-27 06:00 | 2013 | 4 | 27 | 6 | 7 | 0 | #DIV/0!
2013-04-27 | 2013-04-27 07:00 | 2013 | 4 | 27 | 7 | 7 | 0 | #DIV/0!
2013-04-27 | 2013-04-27 08:00 | 2013 | 4 | 27 | 8 | 7 | 0 | #DIV/0!
2013-04-27 | 2013-04-27 09:00 | 2013 | 4 | 27 | 9 | 7 | 0 | #DIV/0!
2013-04-27 | 2013-04-27 10:00 | 2013 | 4 | 27 | 10 | 7 | 0 | #DIV/0!
2013-04-27 | 2013-04-27 11:00 | 2013 | 4 | 27 | 11 | 7 | 0 | #DIV/0!
2013-04-27 | 2013-04-27 12:00 | 2013 | 4 | 27 | 12 | 7 | 0 | #DIV/0!
2013-04-27 | 2013-04-27 13:00 | 2013 | 4 | 27 | 13 | 7 | 0 | #DIV/0!
2013-04-27 | 2013-04-27 14:00 | 2013 | 4 | 27 | 14 | 7 | 0 | #DIV/0!
2013-04-27 | 2013-04-27 15:00 | 2013 | 4 | 27 | 15 | 7 | 0 | #DIV/0!
2013-04-27 | 2013-04-27 16:00 | 2013 | 4 | 27 | 16 | 7 | 0 | #DIV/0!
2013-04-27 | 2013-04-27 17:00 | 2013 | 4 | 27 | 17 | 7 | 0 | #DIV/0!
2013-04-27 | 2013-04-27 18:00 | 2013 | 4 | 27 | 18 | 7 | 0 | #DIV/0!
2013-04-27 | 2013-04-27 19:00 | 2013 | 4 | 27 | 19 | 7 | 0 | #DIV/0!
2013-04-27 | 2013-04-27 20:00 | 2013 | 4 | 27 | 20 | 7 | 0 | #DIV/0!
2013-04-27 | 2013-04-27 21:00 | 2013 | 4 | 27 | 21 | 7 | 0 | #DIV/0!
2013-04-27 | 2013-04-27 22:00 | 2013 | 4 | 27 | 22 | 7 | 0 | #DIV/0!
2013-04-27 | 2013-04-27 23:00 | 2013 | 4 | 27 | 23 | 7 | 0 | #DIV/0!
2013-04-28 | 2013-04-28 | 2013 | 4 | 28 | 24 | 1 | 0 | #DIV/0!
2013-04-28 | 2013-04-28 01:00 | 2013 | 4 | 28 | 1 | 1 | 0 | #DIV/0!
2013-04-28 | 2013-04-28 02:00 | 2013 | 4 | 28 | 2 | 1 | 0 | #DIV/0!
2013-04-28 | 2013-04-28 03:00 | 2013 | 4 | 28 | 3 | 1 | 0 | #DIV/0!
2013-04-28 | 2013-04-28 04:00 | 2013 | 4 | 28 | 4 | 1 | 0 | #DIV/0!
2013-04-28 | 2013-04-28 05:00 | 2013 | 4 | 28 | 5 | 1 | 0 | #DIV/0!
2013-04-28 | 2013-04-28 06:00 | 2013 | 4 | 28 | 6 | 1 | 0 | #DIV/0!
2013-04-28 | 2013-04-28 07:00 | 2013 | 4 | 28 | 7 | 1 | 0 | #DIV/0!
2013-04-28 | 2013-04-28 08:00 | 2013 | 4 | 28 | 8 | 1 | 0 | #DIV/0!
2013-04-28 | 2013-04-28 09:00 | 2013 | 4 | 28 | 9 | 1 | 0 | #DIV/0!
2013-04-28 | 2013-04-28 10:00 | 2013 | 4 | 28 | 10 | 1 | 0 | #DIV/0!
2013-04-28 | 2013-04-28 11:00 | 2013 | 4 | 28 | 11 | 1 | 0 | #DIV/0!
2013-04-28 | 2013-04-28 12:00 | 2013 | 4 | 28 | 12 | 1 | 0 | #DIV/0!
2013-04-28 | 2013-04-28 13:00 | 2013 | 4 | 28 | 13 | 1 | 0 | #DIV/0!
2013-04-28 | 2013-04-28 14:00 | 2013 | 4 | 28 | 14 | 1 | 0 | #DIV/0!
2013-04-28 | 2013-04-28 15:00 | 2013 | 4 | 28 | 15 | 1 | 0 | #DIV/0!
2013-04-28 | 2013-04-28 16:00 | 2013 | 4 | 28 | 16 | 1 | 0 | #DIV/0!
2013-04-28 | 2013-04-28 17:00 | 2013 | 4 | 28 | 17 | 1 | 0 | #DIV/0!
2013-04-28 | 2013-04-28 18:00 | 2013 | 4 | 28 | 18 | 1 | 0 | #DIV/0!
2013-04-28 | 2013-04-28 19:00 | 2013 | 4 | 28 | 19 | 1 | 0 | #DIV/0!
2013-04-28 | 2013-04-28 20:00 | 2013 | 4 | 28 | 20 | 1 | 0 | #DIV/0!
2013-04-28 | 2013-04-28 21:00 | 2013 | 4 | 28 | 21 | 1 | 0 | #DIV/0!
2013-04-28 | 2013-04-28 22:00 | 2013 | 4 | 28 | 22 | 1 | 0 | #DIV/0!
2013-04-28 | 2013-04-28 23:00 | 2013 | 4 | 28 | 23 | 1 | 0 | #DIV/0!
2013-04-29 | 2013-04-29 | 2013 | 4 | 29 | 24 | 2 | 0 | #DIV/0!
2013-04-29 | 2013-04-29 01:00 | 2013 | 4 | 29 | 1 | 2 | 0 | #DIV/0!
2013-04-29 | 2013-04-29 02:00 | 2013 | 4 | 29 | 2 | 2 | 0 | #DIV/0!
2013-04-29 | 2013-04-29 03:00 | 2013 | 4 | 29 | 3 | 2 | 0 | #DIV/0!
2013-04-29 | 2013-04-29 04:00 | 2013 | 4 | 29 | 4 | 2 | 0 | #DIV/0!
2013-04-29 | 2013-04-29 05:00 | 2013 | 4 | 29 | 5 | 2 | 0 | #DIV/0!
2013-04-29 | 2013-04-29 06:00 | 2013 | 4 | 29 | 6 | 2 | 0 | #DIV/0!
2013-04-29 | 2013-04-29 07:00 | 2013 | 4 | 29 | 7 | 2 | 0 | #DIV/0!
2013-04-29 | 2013-04-29 08:00 | 2013 | 4 | 29 | 8 | 2 | 0 | #DIV/0!
2013-04-29 | 2013-04-29 09:00 | 2013 | 4 | 29 | 9 | 2 | 0 | #DIV/0!
2013-04-29 | 2013-04-29 10:00 | 2013 | 4 | 29 | 10 | 2 | 0 | #DIV/0!
2013-04-29 | 2013-04-29 11:00 | 2013 | 4 | 29 | 11 | 2 | 0 | #DIV/0!
2013-04-29 | 2013-04-29 12:00 | 2013 | 4 | 29 | 12 | 2 | 0 | #DIV/0!
2013-04-29 | 2013-04-29 13:00 | 2013 | 4 | 29 | 13 | 2 | 0 | #DIV/0!
2013-04-29 | 2013-04-29 14:00 | 2013 | 4 | 29 | 14 | 2 | 0 | #DIV/0!
2013-04-29 | 2013-04-29 15:00 | 2013 | 4 | 29 | 15 | 2 | 0 | #DIV/0!
2013-04-29 | 2013-04-29 16:00 | 2013 | 4 | 29 | 16 | 2 | 0 | #DIV/0!
2013-04-29 | 2013-04-29 17:00 | 2013 | 4 | 29 | 17 | 2 | 0 | #DIV/0!
2013-04-29 | 2013-04-29 18:00 | 2013 | 4 | 29 | 18 | 2 | 0 | #DIV/0!
2013-04-29 | 2013-04-29 19:00 | 2013 | 4 | 29 | 19 | 2 | 0 | #DIV/0!
2013-04-29 | 2013-04-29 20:00 | 2013 | 4 | 29 | 20 | 2 | 0 | #DIV/0!
2013-04-29 | 2013-04-29 21:00 | 2013 | 4 | 29 | 21 | 2 | 0 | #DIV/0!
2013-04-29 | 2013-04-29 22:00 | 2013 | 4 | 29 | 22 | 2 | 0 | #DIV/0!
2013-04-29 | 2013-04-29 23:00 | 2013 | 4 | 29 | 23 | 2 | 0 | #DIV/0!
2013-04-30 | 2013-04-30 | 2013 | 4 | 30 | 24 | 3 | 0 | #DIV/0!
2013-04-30 | 2013-04-30 01:00 | 2013 | 4 | 30 | 1 | 3 | 0 | #DIV/0!
2013-04-30 | 2013-04-30 02:00 | 2013 | 4 | 30 | 2 | 3 | 0 | #DIV/0!
2013-04-30 | 2013-04-30 03:00 | 2013 | 4 | 30 | 3 | 3 | 0 | #DIV/0!
2013-04-30 | 2013-04-30 04:00 | 2013 | 4 | 30 | 4 | 3 | 0 | #DIV/0!
2013-04-30 | 2013-04-30 05:00 | 2013 | 4 | 30 | 5 | 3 | 0 | #DIV/0!
2013-04-30 | 2013-04-30 06:00 | 2013 | 4 | 30 | 6 | 3 | 0 | #DIV/0!
2013-04-30 | 2013-04-30 07:00 | 2013 | 4 | 30 | 7 | 3 | 0 | #DIV/0!
2013-04-30 | 2013-04-30 08:00 | 2013 | 4 | 30 | 8 | 3 | 0 | #DIV/0!
2013-04-30 | 2013-04-30 09:00 | 2013 | 4 | 30 | 9 | 3 | 0 | #DIV/0!
2013-04-30 | 2013-04-30 10:00 | 2013 | 4 | 30 | 10 | 3 | 0 | #DIV/0!
2013-04-30 | 2013-04-30 11:00 | 2013 | 4 | 30 | 11 | 3 | 0 | #DIV/0!
2013-04-30 | 2013-04-30 12:00 | 2013 | 4 | 30 | 12 | 3 | 0 | #DIV/0!
2013-04-30 | 2013-04-30 13:00 | 2013 | 4 | 30 | 13 | 3 | 0 | #DIV/0!
2013-04-30 | 2013-04-30 14:00 | 2013 | 4 | 30 | 14 | 3 | 0 | #DIV/0!
2013-04-30 | 2013-04-30 15:00 | 2013 | 4 | 30 | 15 | 3 | 0 | #DIV/0!
2013-04-30 | 2013-04-30 16:00 | 2013 | 4 | 30 | 16 | 3 | 0 | #DIV/0!
2013-04-30 | 2013-04-30 17:00 | 2013 | 4 | 30 | 17 | 3 | 0 | #DIV/0!
2013-04-30 | 2013-04-30 18:00 | 2013 | 4 | 30 | 18 | 3 | 0 | #DIV/0!
2013-04-30 | 2013-04-30 19:00 | 2013 | 4 | 30 | 19 | 3 | 0 | #DIV/0!
2013-04-30 | 2013-04-30 20:00 | 2013 | 4 | 30 | 20 | 3 | 0 | #DIV/0!
2013-04-30 | 2013-04-30 21:00 | 2013 | 4 | 30 | 21 | 3 | 0 | #DIV/0!
2013-04-30 | 2013-04-30 22:00 | 2013 | 4 | 30 | 22 | 3 | 0 | #DIV/0!
2013-04-30 | 2013-04-30 23:00 | 2013 | 4 | 30 | 23 | 3 | 0 | #DIV/0!
2013-05-01 | 2013-05-01 | 2013 | 5 | 1 | 24 | 4 | 0 | #DIV/0!
2013-05-01 | 2013-05-01 01:00 | 2013 | 5 | 1 | 1 | 4 | 0 | #DIV/0!
2013-05-01 | 2013-05-01 02:00 | 2013 | 5 | 1 | 2 | 4 | 0 | #DIV/0!
2013-05-01 | 2013-05-01 03:00 | 2013 | 5 | 1 | 3 | 4 | 0 | #DIV/0!
2013-05-01 | 2013-05-01 04:00 | 2013 | 5 | 1 | 4 | 4 | 0 | #DIV/0!
2013-05-01 | 2013-05-01 05:00 | 2013 | 5 | 1 | 5 | 4 | 0 | #DIV/0!
2013-05-01 | 2013-05-01 06:00 | 2013 | 5 | 1 | 6 | 4 | 0 | #DIV/0!
2013-05-01 | 2013-05-01 07:00 | 2013 | 5 | 1 | 7 | 4 | 0 | #DIV/0!
2013-05-01 | 2013-05-01 08:00 | 2013 | 5 | 1 | 8 | 4 | 0 | #DIV/0!
2013-05-01 | 2013-05-01 09:00 | 2013 | 5 | 1 | 9 | 4 | 0 | #DIV/0!
2013-05-01 | 2013-05-01 10:00 | 2013 | 5 | 1 | 10 | 4 | 0 | #DIV/0!
2013-05-01 | 2013-05-01 11:00 | 2013 | 5 | 1 | 11 | 4 | 0 | #DIV/0!
2013-05-01 | 2013-05-01 12:00 | 2013 | 5 | 1 | 12 | 4 | 0 | #DIV/0!
2013-05-01 | 2013-05-01 13:00 | 2013 | 5 | 1 | 13 | 4 | 0 | #DIV/0!
2013-05-01 | 2013-05-01 14:00 | 2013 | 5 | 1 | 14 | 4 | 0 | #DIV/0!
2013-05-01 | 2013-05-01 15:00 | 2013 | 5 | 1 | 15 | 4 | 0 | #DIV/0!
2013-05-01 | 2013-05-01 16:00 | 2013 | 5 | 1 | 16 | 4 | 0 | #DIV/0!
2013-05-01 | 2013-05-01 17:00 | 2013 | 5 | 1 | 17 | 4 | 0 | #DIV/0!
2013-05-01 | 2013-05-01 18:00 | 2013 | 5 | 1 | 18 | 4 | 0 | #DIV/0!
2013-05-01 | 2013-05-01 19:00 | 2013 | 5 | 1 | 19 | 4 | 0 | #DIV/0!
2013-05-01 | 2013-05-01 20:00 | 2013 | 5 | 1 | 20 | 4 | 0 | #DIV/0!
2013-05-01 | 2013-05-01 21:00 | 2013 | 5 | 1 | 21 | 4 | 0 | #DIV/0!
2013-05-01 | 2013-05-01 22:00 | 2013 | 5 | 1 | 22 | 4 | 0 | #DIV/0!
2013-05-01 | 2013-05-01 23:00 | 2013 | 5 | 1 | 23 | 4 | 0 | #DIV/0!
2013-05-02 | 2013-05-02 | 2013 | 5 | 2 | 24 | 5 | 0 | #DIV/0!
2013-05-02 | 2013-05-02 01:00 | 2013 | 5 | 2 | 1 | 5 | 0 | #DIV/0!
2013-05-02 | 2013-05-02 02:00 | 2013 | 5 | 2 | 2 | 5 | 0 | #DIV/0!
2013-05-02 | 2013-05-02 03:00 | 2013 | 5 | 2 | 3 | 5 | 0 | #DIV/0!
2013-05-02 | 2013-05-02 04:00 | 2013 | 5 | 2 | 4 | 5 | 0 | #DIV/0!
2013-05-02 | 2013-05-02 05:00 | 2013 | 5 | 2 | 5 | 5 | 0 | #DIV/0!
2013-05-02 | 2013-05-02 06:00 | 2013 | 5 | 2 | 6 | 5 | 0 | #DIV/0!
2013-05-02 | 2013-05-02 07:00 | 2013 | 5 | 2 | 7 | 5 | 0 | #DIV/0!
2013-05-02 | 2013-05-02 08:00 | 2013 | 5 | 2 | 8 | 5 | 0 | #DIV/0!
2013-05-02 | 2013-05-02 09:00 | 2013 | 5 | 2 | 9 | 5 | 0 | #DIV/0!
2013-05-02 | 2013-05-02 10:00 | 2013 | 5 | 2 | 10 | 5 | 0 | #DIV/0!
2013-05-02 | 2013-05-02 11:00 | 2013 | 5 | 2 | 11 | 5 | 0 | #DIV/0!
2013-05-02 | 2013-05-02 12:00 | 2013 | 5 | 2 | 12 | 5 | 0 | #DIV/0!
2013-05-02 | 2013-05-02 13:00 | 2013 | 5 | 2 | 13 | 5 | 0 | #DIV/0!
2013-05-02 | 2013-05-02 14:00 | 2013 | 5 | 2 | 14 | 5 | 0 | #DIV/0!
2013-05-02 | 2013-05-02 15:00 | 2013 | 5 | 2 | 15 | 5 | 0 | #DIV/0!
2013-05-02 | 2013-05-02 16:00 | 2013 | 5 | 2 | 16 | 5 | 0 | #DIV/0!
2013-05-02 | 2013-05-02 17:00 | 2013 | 5 | 2 | 17 | 5 | 0 | #DIV/0!
2013-05-02 | 2013-05-02 18:00 | 2013 | 5 | 2 | 18 | 5 | 0 | #DIV/0!
2013-05-02 | 2013-05-02 19:00 | 2013 | 5 | 2 | 19 | 5 | 0 | #DIV/0!
2013-05-02 | 2013-05-02 20:00 | 2013 | 5 | 2 | 20 | 5 | 0 | #DIV/0!
2013-05-02 | 2013-05-02 21:00 | 2013 | 5 | 2 | 21 | 5 | 0 | #DIV/0!
2013-05-02 | 2013-05-02 22:00 | 2013 | 5 | 2 | 22 | 5 | 0 | #DIV/0!
2013-05-02 | 2013-05-02 23:00 | 2013 | 5 | 2 | 23 | 5 | 0 | #DIV/0!
2013-05-03 | 2013-05-03 | 2013 | 5 | 3 | 24 | 6 | 0 | #DIV/0!
2013-05-03 | 2013-05-03 01:00 | 2013 | 5 | 3 | 1 | 6 | 0 | #DIV/0!
2013-05-03 | 2013-05-03 02:00 | 2013 | 5 | 3 | 2 | 6 | 0 | #DIV/0!
2013-05-03 | 2013-05-03 03:00 | 2013 | 5 | 3 | 3 | 6 | 0 | #DIV/0!
2013-05-03 | 2013-05-03 04:00 | 2013 | 5 | 3 | 4 | 6 | 0 | #DIV/0!
2013-05-03 | 2013-05-03 05:00 | 2013 | 5 | 3 | 5 | 6 | 0 | #DIV/0!
2013-05-03 | 2013-05-03 06:00 | 2013 | 5 | 3 | 6 | 6 | 0 | #DIV/0!
2013-05-03 | 2013-05-03 07:00 | 2013 | 5 | 3 | 7 | 6 | 0 | #DIV/0!
2013-05-03 | 2013-05-03 08:00 | 2013 | 5 | 3 | 8 | 6 | 0 | #DIV/0!
2013-05-03 | 2013-05-03 09:00 | 2013 | 5 | 3 | 9 | 6 | 0 | #DIV/0!
2013-05-03 | 2013-05-03 10:00 | 2013 | 5 | 3 | 10 | 6 | 0 | #DIV/0!
2013-05-03 | 2013-05-03 11:00 | 2013 | 5 | 3 | 11 | 6 | 0 | #DIV/0!
2013-05-03 | 2013-05-03 12:00 | 2013 | 5 | 3 | 12 | 6 | 0 | #DIV/0!
2013-05-03 | 2013-05-03 13:00 | 2013 | 5 | 3 | 13 | 6 | 0 | #DIV/0!
2013-05-03 | 2013-05-03 14:00 | 2013 | 5 | 3 | 14 | 6 | 0 | #DIV/0!
2013-05-03 | 2013-05-03 15:00 | 2013 | 5 | 3 | 15 | 6 | 0 | #DIV/0!
2013-05-03 | 2013-05-03 16:00 | 2013 | 5 | 3 | 16 | 6 | 0 | #DIV/0!
2013-05-03 | 2013-05-03 17:00 | 2013 | 5 | 3 | 17 | 6 | 0 | #DIV/0!
2013-05-03 | 2013-05-03 18:00 | 2013 | 5 | 3 | 18 | 6 | 0 | #DIV/0!
2013-05-03 | 2013-05-03 19:00 | 2013 | 5 | 3 | 19 | 6 | 0 | #DIV/0!
2013-05-03 | 2013-05-03 20:00 | 2013 | 5 | 3 | 20 | 6 | 0 | #DIV/0!
2013-05-03 | 2013-05-03 21:00 | 2013 | 5 | 3 | 21 | 6 | 0 | #DIV/0!
2013-05-03 | 2013-05-03 22:00 | 2013 | 5 | 3 | 22 | 6 | 0 | #DIV/0!
2013-05-03 | 2013-05-03 23:00 | 2013 | 5 | 3 | 23 | 6 | 0 | #DIV/0!
2013-05-04 | 2013-05-04 | 2013 | 5 | 4 | 24 | 7 | 0 | #DIV/0!
2013-05-04 | 2013-05-04 01:00 | 2013 | 5 | 4 | 1 | 7 | 0 | #DIV/0!
2013-05-04 | 2013-05-04 02:00 | 2013 | 5 | 4 | 2 | 7 | 0 | #DIV/0!
2013-05-04 | 2013-05-04 03:00 | 2013 | 5 | 4 | 3 | 7 | 0 | #DIV/0!
2013-05-04 | 2013-05-04 04:00 | 2013 | 5 | 4 | 4 | 7 | 0 | #DIV/0!
2013-05-04 | 2013-05-04 05:00 | 2013 | 5 | 4 | 5 | 7 | 0 | #DIV/0!
2013-05-04 | 2013-05-04 06:00 | 2013 | 5 | 4 | 6 | 7 | 0 | #DIV/0!
2013-05-04 | 2013-05-04 07:00 | 2013 | 5 | 4 | 7 | 7 | 0 | #DIV/0!
2013-05-04 | 2013-05-04 08:00 | 2013 | 5 | 4 | 8 | 7 | 0 | #DIV/0!
2013-05-04 | 2013-05-04 09:00 | 2013 | 5 | 4 | 9 | 7 | 0 | #DIV/0!
2013-05-04 | 2013-05-04 10:00 | 2013 | 5 | 4 | 10 | 7 | 0 | #DIV/0!
2013-05-04 | 2013-05-04 11:00 | 2013 | 5 | 4 | 11 | 7 | 0 | #DIV/0!
2013-05-04 | 2013-05-04 12:00 | 2013 | 5 | 4 | 12 | 7 | 0 | #DIV/0!
2013-05-04 | 2013-05-04 13:00 | 2013 | 5 | 4 | 13 | 7 | 0 | #DIV/0!
2013-05-04 | 2013-05-04 14:00 | 2013 | 5 | 4 | 14 | 7 | 0 | #DIV/0!
2013-05-04 | 2013-05-04 15:00 | 2013 | 5 | 4 | 15 | 7 | 0 | #DIV/0!
2013-05-04 | 2013-05-04 16:00 | 2013 | 5 | 4 | 16 | 7 | 0 | #DIV/0!
2013-05-04 | 2013-05-04 17:00 | 2013 | 5 | 4 | 17 | 7 | 0 | #DIV/0!
2013-05-04 | 2013-05-04 18:00 | 2013 | 5 | 4 | 18 | 7 | 0 | #DIV/0!
2013-05-04 | 2013-05-04 19:00 | 2013 | 5 | 4 | 19 | 7 | 0 | #DIV/0!
2013-05-04 | 2013-05-04 20:00 | 2013 | 5 | 4 | 20 | 7 | 0 | #DIV/0!
2013-05-04 | 2013-05-04 21:00 | 2013 | 5 | 4 | 21 | 7 | 0 | #DIV/0!
2013-05-04 | 2013-05-04 22:00 | 2013 | 5 | 4 | 22 | 7 | 0 | #DIV/0!
2013-05-04 | 2013-05-04 23:00 | 2013 | 5 | 4 | 23 | 7 | 0 | #DIV/0!
2013-05-05 | 2013-05-05 | 2013 | 5 | 5 | 24 | 1 | 0 | #DIV/0!
2013-05-05 | 2013-05-05 01:00 | 2013 | 5 | 5 | 1 | 1 | 0 | #DIV/0!
2013-05-05 | 2013-05-05 02:00 | 2013 | 5 | 5 | 2 | 1 | 0 | #DIV/0!
2013-05-05 | 2013-05-05 03:00 | 2013 | 5 | 5 | 3 | 1 | 0 | #DIV/0!
2013-05-05 | 2013-05-05 04:00 | 2013 | 5 | 5 | 4 | 1 | 0 | #DIV/0!
2013-05-05 | 2013-05-05 05:00 | 2013 | 5 | 5 | 5 | 1 | 0 | #DIV/0!
2013-05-05 | 2013-05-05 06:00 | 2013 | 5 | 5 | 6 | 1 | 0 | #DIV/0!
2013-05-05 | 2013-05-05 07:00 | 2013 | 5 | 5 | 7 | 1 | 0 | #DIV/0!
2013-05-05 | 2013-05-05 08:00 | 2013 | 5 | 5 | 8 | 1 | 0 | #DIV/0!
2013-05-05 | 2013-05-05 09:00 | 2013 | 5 | 5 | 9 | 1 | 0 | #DIV/0!
2013-05-05 | 2013-05-05 10:00 | 2013 | 5 | 5 | 10 | 1 | 0 | #DIV/0!
2013-05-05 | 2013-05-05 11:00 | 2013 | 5 | 5 | 11 | 1 | 0 | #DIV/0!
2013-05-05 | 2013-05-05 12:00 | 2013 | 5 | 5 | 12 | 1 | 0 | #DIV/0!
2013-05-05 | 2013-05-05 13:00 | 2013 | 5 | 5 | 13 | 1 | 0 | #DIV/0!
2013-05-05 | 2013-05-05 14:00 | 2013 | 5 | 5 | 14 | 1 | 0 | #DIV/0!
2013-05-05 | 2013-05-05 15:00 | 2013 | 5 | 5 | 15 | 1 | 0 | #DIV/0!
2013-05-05 | 2013-05-05 16:00 | 2013 | 5 | 5 | 16 | 1 | 0 | #DIV/0!
2013-05-05 | 2013-05-05 17:00 | 2013 | 5 | 5 | 17 | 1 | 0 | #DIV/0!
2013-05-05 | 2013-05-05 18:00 | 2013 | 5 | 5 | 18 | 1 | 0 | #DIV/0!
2013-05-05 | 2013-05-05 19:00 | 2013 | 5 | 5 | 19 | 1 | 0 | #DIV/0!
2013-05-05 | 2013-05-05 20:00 | 2013 | 5 | 5 | 20 | 1 | 0 | #DIV/0!
2013-05-05 | 2013-05-05 21:00 | 2013 | 5 | 5 | 21 | 1 | 0 | #DIV/0!
2013-05-05 | 2013-05-05 22:00 | 2013 | 5 | 5 | 22 | 1 | 0 | #DIV/0!
2013-05-05 | 2013-05-05 23:00 | 2013 | 5 | 5 | 23 | 1 | 0 | #DIV/0!
2013-05-06 | 2013-05-06 | 2013 | 5 | 6 | 24 | 2 | 0 | #DIV/0!
2013-05-06 | 2013-05-06 01:00 | 2013 | 5 | 6 | 1 | 2 | 0 | #DIV/0!
2013-05-06 | 2013-05-06 02:00 | 2013 | 5 | 6 | 2 | 2 | 0 | #DIV/0!
2013-05-06 | 2013-05-06 03:00 | 2013 | 5 | 6 | 3 | 2 | 0 | #DIV/0!
2013-05-06 | 2013-05-06 04:00 | 2013 | 5 | 6 | 4 | 2 | 0 | #DIV/0!
2013-05-06 | 2013-05-06 05:00 | 2013 | 5 | 6 | 5 | 2 | 0 | #DIV/0!
2013-05-06 | 2013-05-06 06:00 | 2013 | 5 | 6 | 6 | 2 | 0 | #DIV/0!
2013-05-06 | 2013-05-06 07:00 | 2013 | 5 | 6 | 7 | 2 | 0 | #DIV/0!
2013-05-06 | 2013-05-06 08:00 | 2013 | 5 | 6 | 8 | 2 | 0 | #DIV/0!
2013-05-06 | 2013-05-06 09:00 | 2013 | 5 | 6 | 9 | 2 | 0 | #DIV/0!
2013-05-06 | 2013-05-06 10:00 | 2013 | 5 | 6 | 10 | 2 | 0 | #DIV/0!
2013-05-06 | 2013-05-06 11:00 | 2013 | 5 | 6 | 11 | 2 | 0 | #DIV/0!
2013-05-06 | 2013-05-06 12:00 | 2013 | 5 | 6 | 12 | 2 | 0 | #DIV/0!
2013-05-06 | 2013-05-06 13:00 | 2013 | 5 | 6 | 13 | 2 | 0 | #DIV/0!
2013-05-06 | 2013-05-06 14:00 | 2013 | 5 | 6 | 14 | 2 | 0 | #DIV/0!
2013-05-06 | 2013-05-06 15:00 | 2013 | 5 | 6 | 15 | 2 | 0 | #DIV/0!
2013-05-06 | 2013-05-06 16:00 | 2013 | 5 | 6 | 16 | 2 | 0 | #DIV/0!
2013-05-06 | 2013-05-06 17:00 | 2013 | 5 | 6 | 17 | 2 | 0 | #DIV/0!
2013-05-06 | 2013-05-06 18:00 | 2013 | 5 | 6 | 18 | 2 | 0 | #DIV/0!
2013-05-06 | 2013-05-06 19:00 | 2013 | 5 | 6 | 19 | 2 | 0 | #DIV/0!
2013-05-06 | 2013-05-06 20:00 | 2013 | 5 | 6 | 20 | 2 | 0 | #DIV/0!
2013-05-06 | 2013-05-06 21:00 | 2013 | 5 | 6 | 21 | 2 | 0 | #DIV/0!
2013-05-06 | 2013-05-06 22:00 | 2013 | 5 | 6 | 22 | 2 | 0 | #DIV/0!
2013-05-06 | 2013-05-06 23:00 | 2013 | 5 | 6 | 23 | 2 | 0 | #DIV/0!
2013-05-07 | 2013-05-07 | 2013 | 5 | 7 | 24 | 3 | 0 | #DIV/0!
2013-05-07 | 2013-05-07 01:00 | 2013 | 5 | 7 | 1 | 3 | 0 | #DIV/0!
2013-05-07 | 2013-05-07 02:00 | 2013 | 5 | 7 | 2 | 3 | 0 | #DIV/0!
2013-05-07 | 2013-05-07 03:00 | 2013 | 5 | 7 | 3 | 3 | 0 | #DIV/0!
2013-05-07 | 2013-05-07 04:00 | 2013 | 5 | 7 | 4 | 3 | 0 | #DIV/0!
2013-05-07 | 2013-05-07 05:00 | 2013 | 5 | 7 | 5 | 3 | 0 | #DIV/0!
2013-05-07 | 2013-05-07 06:00 | 2013 | 5 | 7 | 6 | 3 | 0 | #DIV/0!
2013-05-07 | 2013-05-07 07:00 | 2013 | 5 | 7 | 7 | 3 | 0 | #DIV/0!
2013-05-07 | 2013-05-07 08:00 | 2013 | 5 | 7 | 8 | 3 | 0 | #DIV/0!
2013-05-07 | 2013-05-07 09:00 | 2013 | 5 | 7 | 9 | 3 | 0 | #DIV/0!
2013-05-07 | 2013-05-07 10:00 | 2013 | 5 | 7 | 10 | 3 | 0 | #DIV/0!
2013-05-07 | 2013-05-07 11:00 | 2013 | 5 | 7 | 11 | 3 | 0 | #DIV/0!
2013-05-07 | 2013-05-07 12:00 | 2013 | 5 | 7 | 12 | 3 | 0 | #DIV/0!
2013-05-07 | 2013-05-07 13:00 | 2013 | 5 | 7 | 13 | 3 | 0 | #DIV/0!
2013-05-07 | 2013-05-07 14:00 | 2013 | 5 | 7 | 14 | 3 | 0 | #DIV/0!
2013-05-07 | 2013-05-07 15:00 | 2013 | 5 | 7 | 15 | 3 | 0 | #DIV/0!
2013-05-07 | 2013-05-07 16:00 | 2013 | 5 | 7 | 16 | 3 | 0 | #DIV/0!
2013-05-07 | 2013-05-07 17:00 | 2013 | 5 | 7 | 17 | 3 | 0 | #DIV/0!
2013-05-07 | 2013-05-07 18:00 | 2013 | 5 | 7 | 18 | 3 | 0 | #DIV/0!
2013-05-07 | 2013-05-07 19:00 | 2013 | 5 | 7 | 19 | 3 | 0 | #DIV/0!
2013-05-07 | 2013-05-07 20:00 | 2013 | 5 | 7 | 20 | 3 | 0 | #DIV/0!
2013-05-07 | 2013-05-07 21:00 | 2013 | 5 | 7 | 21 | 3 | 0 | #DIV/0!
2013-05-07 | 2013-05-07 22:00 | 2013 | 5 | 7 | 22 | 3 | 0 | #DIV/0!
2013-05-07 | 2013-05-07 23:00 | 2013 | 5 | 7 | 23 | 3 | 0 | #DIV/0!
2013-05-08 | 2013-05-08 | 2013 | 5 | 8 | 24 | 4 | 0 | #DIV/0!
2013-05-08 | 2013-05-08 01:00 | 2013 | 5 | 8 | 1 | 4 | 0 | #DIV/0!
2013-05-08 | 2013-05-08 02:00 | 2013 | 5 | 8 | 2 | 4 | 0 | #DIV/0!
2013-05-08 | 2013-05-08 03:00 | 2013 | 5 | 8 | 3 | 4 | 0 | #DIV/0!
2013-05-08 | 2013-05-08 04:00 | 2013 | 5 | 8 | 4 | 4 | 0 | #DIV/0!
2013-05-08 | 2013-05-08 05:00 | 2013 | 5 | 8 | 5 | 4 | 0 | #DIV/0!
2013-05-08 | 2013-05-08 06:00 | 2013 | 5 | 8 | 6 | 4 | 0 | #DIV/0!
2013-05-08 | 2013-05-08 07:00 | 2013 | 5 | 8 | 7 | 4 | 0 | #DIV/0!
2013-05-08 | 2013-05-08 08:00 | 2013 | 5 | 8 | 8 | 4 | 0 | #DIV/0!
2013-05-08 | 2013-05-08 09:00 | 2013 | 5 | 8 | 9 | 4 | 0 | #DIV/0!
2013-05-08 | 2013-05-08 10:00 | 2013 | 5 | 8 | 10 | 4 | 0 | #DIV/0!
2013-05-08 | 2013-05-08 11:00 | 2013 | 5 | 8 | 11 | 4 | 0 | #DIV/0!
2013-05-08 | 2013-05-08 12:00 | 2013 | 5 | 8 | 12 | 4 | 0 | #DIV/0!
2013-05-08 | 2013-05-08 13:00 | 2013 | 5 | 8 | 13 | 4 | 0 | #DIV/0!
2013-05-08 | 2013-05-08 14:00 | 2013 | 5 | 8 | 14 | 4 | 0 | #DIV/0!
2013-05-08 | 2013-05-08 15:00 | 2013 | 5 | 8 | 15 | 4 | 0 | #DIV/0!
2013-05-08 | 2013-05-08 16:00 | 2013 | 5 | 8 | 16 | 4 | 0 | #DIV/0!
2013-05-08 | 2013-05-08 17:00 | 2013 | 5 | 8 | 17 | 4 | 0 | #DIV/0!
2013-05-08 | 2013-05-08 18:00 | 2013 | 5 | 8 | 18 | 4 | 0 | #DIV/0!
2013-05-08 | 2013-05-08 19:00 | 2013 | 5 | 8 | 19 | 4 | 0 | #DIV/0!
2013-05-08 | 2013-05-08 20:00 | 2013 | 5 | 8 | 20 | 4 | 0 | #DIV/0!
2013-05-08 | 2013-05-08 21:00 | 2013 | 5 | 8 | 21 | 4 | 0 | #DIV/0!
2013-05-08 | 2013-05-08 22:00 | 2013 | 5 | 8 | 22 | 4 | 0 | #DIV/0!
2013-05-08 | 2013-05-08 23:00 | 2013 | 5 | 8 | 23 | 4 | 0 | #DIV/0!
2013-05-09 | 2013-05-09 | 2013 | 5 | 9 | 24 | 5 | 0 | #DIV/0!
2013-05-09 | 2013-05-09 01:00 | 2013 | 5 | 9 | 1 | 5 | 0 | #DIV/0!
2013-05-09 | 2013-05-09 02:00 | 2013 | 5 | 9 | 2 | 5 | 0 | #DIV/0!
2013-05-09 | 2013-05-09 03:00 | 2013 | 5 | 9 | 3 | 5 | 0 | #DIV/0!
2013-05-09 | 2013-05-09 04:00 | 2013 | 5 | 9 | 4 | 5 | 0 | #DIV/0!
2013-05-09 | 2013-05-09 05:00 | 2013 | 5 | 9 | 5 | 5 | 0 | #DIV/0!
2013-05-09 | 2013-05-09 06:00 | 2013 | 5 | 9 | 6 | 5 | 0 | #DIV/0!
2013-05-09 | 2013-05-09 07:00 | 2013 | 5 | 9 | 7 | 5 | 0 | #DIV/0!
2013-05-09 | 2013-05-09 08:00 | 2013 | 5 | 9 | 8 | 5 | 0 | #DIV/0!
2013-05-09 | 2013-05-09 09:00 | 2013 | 5 | 9 | 9 | 5 | 0 | #DIV/0!
2013-05-09 | 2013-05-09 10:00 | 2013 | 5 | 9 | 10 | 5 | 0 | #DIV/0!
2013-05-09 | 2013-05-09 11:00 | 2013 | 5 | 9 | 11 | 5 | 0 | #DIV/0!
2013-05-09 | 2013-05-09 12:00 | 2013 | 5 | 9 | 12 | 5 | 0 | #DIV/0!
2013-05-09 | 2013-05-09 13:00 | 2013 | 5 | 9 | 13 | 5 | 0 | #DIV/0!
2013-05-09 | 2013-05-09 14:00 | 2013 | 5 | 9 | 14 | 5 | 0 | #DIV/0!
2013-05-09 | 2013-05-09 15:00 | 2013 | 5 | 9 | 15 | 5 | 0 | #DIV/0!
2013-05-09 | 2013-05-09 16:00 | 2013 | 5 | 9 | 16 | 5 | 0 | #DIV/0!
2013-05-09 | 2013-05-09 17:00 | 2013 | 5 | 9 | 17 | 5 | 0 | #DIV/0!
2013-05-09 | 2013-05-09 18:00 | 2013 | 5 | 9 | 18 | 5 | 0 | #DIV/0!
2013-05-09 | 2013-05-09 19:00 | 2013 | 5 | 9 | 19 | 5 | 0 | #DIV/0!
2013-05-09 | 2013-05-09 20:00 | 2013 | 5 | 9 | 20 | 5 | 0 | #DIV/0!
2013-05-09 | 2013-05-09 21:00 | 2013 | 5 | 9 | 21 | 5 | 0 | #DIV/0!
2013-05-09 | 2013-05-09 22:00 | 2013 | 5 | 9 | 22 | 5 | 0 | #DIV/0!
2013-05-09 | 2013-05-09 23:00 | 2013 | 5 | 9 | 23 | 5 | 0 | #DIV/0!
2013-05-10 | 2013-05-10 | 2013 | 5 | 10 | 24 | 6 | 0 | #DIV/0!
2013-05-10 | 2013-05-10 01:00 | 2013 | 5 | 10 | 1 | 6 | 0 | #DIV/0!
2013-05-10 | 2013-05-10 02:00 | 2013 | 5 | 10 | 2 | 6 | 0 | #DIV/0!
2013-05-10 | 2013-05-10 03:00 | 2013 | 5 | 10 | 3 | 6 | 0 | #DIV/0!
2013-05-10 | 2013-05-10 04:00 | 2013 | 5 | 10 | 4 | 6 | 0 | #DIV/0!
2013-05-10 | 2013-05-10 05:00 | 2013 | 5 | 10 | 5 | 6 | 0 | #DIV/0!
2013-05-10 | 2013-05-10 06:00 | 2013 | 5 | 10 | 6 | 6 | 0 | #DIV/0!
2013-05-10 | 2013-05-10 07:00 | 2013 | 5 | 10 | 7 | 6 | 0 | #DIV/0!
2013-05-10 | 2013-05-10 08:00 | 2013 | 5 | 10 | 8 | 6 | 0 | #DIV/0!
2013-05-10 | 2013-05-10 09:00 | 2013 | 5 | 10 | 9 | 6 | 0 | #DIV/0!
2013-05-10 | 2013-05-10 10:00 | 2013 | 5 | 10 | 10 | 6 | 0 | #DIV/0!
2013-05-10 | 2013-05-10 11:00 | 2013 | 5 | 10 | 11 | 6 | 0 | #DIV/0!
2013-05-10 | 2013-05-10 12:00 | 2013 | 5 | 10 | 12 | 6 | 0 | #DIV/0!
2013-05-10 | 2013-05-10 13:00 | 2013 | 5 | 10 | 13 | 6 | 0 | #DIV/0!
2013-05-10 | 2013-05-10 14:00 | 2013 | 5 | 10 | 14 | 6 | 0 | #DIV/0!
2013-05-10 | 2013-05-10 15:00 | 2013 | 5 | 10 | 15 | 6 | 0 | #DIV/0!
2013-05-10 | 2013-05-10 16:00 | 2013 | 5 | 10 | 16 | 6 | 0 | #DIV/0!
2013-05-10 | 2013-05-10 17:00 | 2013 | 5 | 10 | 17 | 6 | 0 | #DIV/0!
2013-05-10 | 2013-05-10 18:00 | 2013 | 5 | 10 | 18 | 6 | 0 | #DIV/0!
2013-05-10 | 2013-05-10 19:00 | 2013 | 5 | 10 | 19 | 6 | 0 | #DIV/0!
2013-05-10 | 2013-05-10 20:00 | 2013 | 5 | 10 | 20 | 6 | 0 | #DIV/0!
2013-05-10 | 2013-05-10 21:00 | 2013 | 5 | 10 | 21 | 6 | 0 | #DIV/0!
2013-05-10 | 2013-05-10 22:00 | 2013 | 5 | 10 | 22 | 6 | 0 | #DIV/0!
2013-05-10 | 2013-05-10 23:00 | 2013 | 5 | 10 | 23 | 6 | 0 | #DIV/0!
2013-05-11 | 2013-05-11 | 2013 | 5 | 11 | 24 | 7 | 0 | #DIV/0!
2013-05-11 | 2013-05-11 01:00 | 2013 | 5 | 11 | 1 | 7 | 0 | #DIV/0!
2013-05-11 | 2013-05-11 02:00 | 2013 | 5 | 11 | 2 | 7 | 0 | #DIV/0!
2013-05-11 | 2013-05-11 03:00 | 2013 | 5 | 11 | 3 | 7 | 0 | #DIV/0!
2013-05-11 | 2013-05-11 04:00 | 2013 | 5 | 11 | 4 | 7 | 0 | #DIV/0!
2013-05-11 | 2013-05-11 05:00 | 2013 | 5 | 11 | 5 | 7 | 0 | #DIV/0!
2013-05-11 | 2013-05-11 06:00 | 2013 | 5 | 11 | 6 | 7 | 0 | #DIV/0!
2013-05-11 | 2013-05-11 07:00 | 2013 | 5 | 11 | 7 | 7 | 0 | #DIV/0!
2013-05-11 | 2013-05-11 08:00 | 2013 | 5 | 11 | 8 | 7 | 0 | #DIV/0!
2013-05-11 | 2013-05-11 09:00 | 2013 | 5 | 11 | 9 | 7 | 0 | #DIV/0!
2013-05-11 | 2013-05-11 10:00 | 2013 | 5 | 11 | 10 | 7 | 0 | #DIV/0!
2013-05-11 | 2013-05-11 11:00 | 2013 | 5 | 11 | 11 | 7 | 0 | #DIV/0!
2013-05-11 | 2013-05-11 12:00 | 2013 | 5 | 11 | 12 | 7 | 0 | #DIV/0!
2013-05-11 | 2013-05-11 13:00 | 2013 | 5 | 11 | 13 | 7 | 0 | #DIV/0!
2013-05-11 | 2013-05-11 14:00 | 2013 | 5 | 11 | 14 | 7 | 0 | #DIV/0!
2013-05-11 | 2013-05-11 15:00 | 2013 | 5 | 11 | 15 | 7 | 0 | #DIV/0!
2013-05-11 | 2013-05-11 16:00 | 2013 | 5 | 11 | 16 | 7 | 0 | #DIV/0!
2013-05-11 | 2013-05-11 17:00 | 2013 | 5 | 11 | 17 | 7 | 0 | #DIV/0!
2013-05-11 | 2013-05-11 18:00 | 2013 | 5 | 11 | 18 | 7 | 0 | #DIV/0!
2013-05-11 | 2013-05-11 19:00 | 2013 | 5 | 11 | 19 | 7 | 0 | #DIV/0!
2013-05-11 | 2013-05-11 20:00 | 2013 | 5 | 11 | 20 | 7 | 0 | #DIV/0!
2013-05-11 | 2013-05-11 21:00 | 2013 | 5 | 11 | 21 | 7 | 0 | #DIV/0!
2013-05-11 | 2013-05-11 22:00 | 2013 | 5 | 11 | 22 | 7 | 0 | #DIV/0!
2013-05-11 | 2013-05-11 23:00 | 2013 | 5 | 11 | 23 | 7 | 0 | #DIV/0!
2013-05-12 | 2013-05-12 | 2013 | 5 | 12 | 24 | 1 | 0 | #DIV/0!
2013-05-12 | 2013-05-12 01:00 | 2013 | 5 | 12 | 1 | 1 | 0 | #DIV/0!
2013-05-12 | 2013-05-12 02:00 | 2013 | 5 | 12 | 2 | 1 | 0 | #DIV/0!
2013-05-12 | 2013-05-12 03:00 | 2013 | 5 | 12 | 3 | 1 | 0 | #DIV/0!
2013-05-12 | 2013-05-12 04:00 | 2013 | 5 | 12 | 4 | 1 | 0 | #DIV/0!
2013-05-12 | 2013-05-12 05:00 | 2013 | 5 | 12 | 5 | 1 | 0 | #DIV/0!
2013-05-12 | 2013-05-12 06:00 | 2013 | 5 | 12 | 6 | 1 | 0 | #DIV/0!
2013-05-12 | 2013-05-12 07:00 | 2013 | 5 | 12 | 7 | 1 | 0 | #DIV/0!
2013-05-12 | 2013-05-12 08:00 | 2013 | 5 | 12 | 8 | 1 | 0 | #DIV/0!
2013-05-12 | 2013-05-12 09:00 | 2013 | 5 | 12 | 9 | 1 | 0 | #DIV/0!
2013-05-12 | 2013-05-12 10:00 | 2013 | 5 | 12 | 10 | 1 | 0 | #DIV/0!
2013-05-12 | 2013-05-12 11:00 | 2013 | 5 | 12 | 11 | 1 | 0 | #DIV/0!
2013-05-12 | 2013-05-12 12:00 | 2013 | 5 | 12 | 12 | 1 | 0 | #DIV/0!
2013-05-12 | 2013-05-12 13:00 | 2013 | 5 | 12 | 13 | 1 | 0 | #DIV/0!
2013-05-12 | 2013-05-12 14:00 | 2013 | 5 | 12 | 14 | 1 | 0 | #DIV/0!
2013-05-12 | 2013-05-12 15:00 | 2013 | 5 | 12 | 15 | 1 | 0 | #DIV/0!
2013-05-12 | 2013-05-12 16:00 | 2013 | 5 | 12 | 16 | 1 | 0 | #DIV/0!
2013-05-12 | 2013-05-12 17:00 | 2013 | 5 | 12 | 17 | 1 | 0 | #DIV/0!
2013-05-12 | 2013-05-12 18:00 | 2013 | 5 | 12 | 18 | 1 | 0 | #DIV/0!
2013-05-12 | 2013-05-12 19:00 | 2013 | 5 | 12 | 19 | 1 | 0 | #DIV/0!
2013-05-12 | 2013-05-12 20:00 | 2013 | 5 | 12 | 20 | 1 | 0 | #DIV/0!
2013-05-12 | 2013-05-12 21:00 | 2013 | 5 | 12 | 21 | 1 | 0 | #DIV/0!
2013-05-12 | 2013-05-12 22:00 | 2013 | 5 | 12 | 22 | 1 | 0 | #DIV/0!
2013-05-12 | 2013-05-12 23:00 | 2013 | 5 | 12 | 23 | 1 | 0 | #DIV/0!
2013-05-13 | 2013-05-13 | 2013 | 5 | 13 | 24 | 2 | 0 | #DIV/0!
2013-05-13 | 2013-05-13 01:00 | 2013 | 5 | 13 | 1 | 2 | 0 | #DIV/0!
2013-05-13 | 2013-05-13 02:00 | 2013 | 5 | 13 | 2 | 2 | 0 | #DIV/0!
2013-05-13 | 2013-05-13 03:00 | 2013 | 5 | 13 | 3 | 2 | 0 | #DIV/0!
2013-05-13 | 2013-05-13 04:00 | 2013 | 5 | 13 | 4 | 2 | 0 | #DIV/0!
2013-05-13 | 2013-05-13 05:00 | 2013 | 5 | 13 | 5 | 2 | 0 | #DIV/0!
2013-05-13 | 2013-05-13 06:00 | 2013 | 5 | 13 | 6 | 2 | 0 | #DIV/0!
2013-05-13 | 2013-05-13 07:00 | 2013 | 5 | 13 | 7 | 2 | 0 | #DIV/0!
2013-05-13 | 2013-05-13 08:00 | 2013 | 5 | 13 | 8 | 2 | 0 | #DIV/0!
2013-05-13 | 2013-05-13 09:00 | 2013 | 5 | 13 | 9 | 2 | 0 | #DIV/0!
2013-05-13 | 2013-05-13 10:00 | 2013 | 5 | 13 | 10 | 2 | 0 | #DIV/0!
2013-05-13 | 2013-05-13 11:00 | 2013 | 5 | 13 | 11 | 2 | 0 | #DIV/0!
2013-05-13 | 2013-05-13 12:00 | 2013 | 5 | 13 | 12 | 2 | 0 | #DIV/0!
2013-05-13 | 2013-05-13 13:00 | 2013 | 5 | 13 | 13 | 2 | 0 | #DIV/0!
2013-05-13 | 2013-05-13 14:00 | 2013 | 5 | 13 | 14 | 2 | 0 | #DIV/0!
2013-05-13 | 2013-05-13 15:00 | 2013 | 5 | 13 | 15 | 2 | 0 | #DIV/0!
2013-05-13 | 2013-05-13 16:00 | 2013 | 5 | 13 | 16 | 2 | 0 | #DIV/0!
2013-05-13 | 2013-05-13 17:00 | 2013 | 5 | 13 | 17 | 2 | 0 | #DIV/0!
2013-05-13 | 2013-05-13 18:00 | 2013 | 5 | 13 | 18 | 2 | 0 | #DIV/0!
2013-05-13 | 2013-05-13 19:00 | 2013 | 5 | 13 | 19 | 2 | 0 | #DIV/0!
2013-05-13 | 2013-05-13 20:00 | 2013 | 5 | 13 | 20 | 2 | 0 | #DIV/0!
2013-05-13 | 2013-05-13 21:00 | 2013 | 5 | 13 | 21 | 2 | 0 | #DIV/0!
2013-05-13 | 2013-05-13 22:00 | 2013 | 5 | 13 | 22 | 2 | 0 | #DIV/0!
2013-05-13 | 2013-05-13 23:00 | 2013 | 5 | 13 | 23 | 2 | 0 | #DIV/0!
2013-05-14 | 2013-05-14 | 2013 | 5 | 14 | 24 | 3 | 0 | #DIV/0!
2013-05-14 | 2013-05-14 01:00 | 2013 | 5 | 14 | 1 | 3 | 0 | #DIV/0!
2013-05-14 | 2013-05-14 02:00 | 2013 | 5 | 14 | 2 | 3 | 0 | #DIV/0!
2013-05-14 | 2013-05-14 03:00 | 2013 | 5 | 14 | 3 | 3 | 0 | #DIV/0!
2013-05-14 | 2013-05-14 04:00 | 2013 | 5 | 14 | 4 | 3 | 0 | #DIV/0!
2013-05-14 | 2013-05-14 05:00 | 2013 | 5 | 14 | 5 | 3 | 0 | #DIV/0!
2013-05-14 | 2013-05-14 06:00 | 2013 | 5 | 14 | 6 | 3 | 0 | #DIV/0!
2013-05-14 | 2013-05-14 07:00 | 2013 | 5 | 14 | 7 | 3 | 0 | #DIV/0!
2013-05-14 | 2013-05-14 08:00 | 2013 | 5 | 14 | 8 | 3 | 0 | #DIV/0!
2013-05-14 | 2013-05-14 09:00 | 2013 | 5 | 14 | 9 | 3 | 0 | #DIV/0!
2013-05-14 | 2013-05-14 10:00 | 2013 | 5 | 14 | 10 | 3 | 0 | #DIV/0!
2013-05-14 | 2013-05-14 11:00 | 2013 | 5 | 14 | 11 | 3 | 0 | #DIV/0!
2013-05-14 | 2013-05-14 12:00 | 2013 | 5 | 14 | 12 | 3 | 0 | #DIV/0!
2013-05-14 | 2013-05-14 13:00 | 2013 | 5 | 14 | 13 | 3 | 0 | #DIV/0!
2013-05-14 | 2013-05-14 14:00 | 2013 | 5 | 14 | 14 | 3 | 0 | #DIV/0!
2013-05-14 | 2013-05-14 15:00 | 2013 | 5 | 14 | 15 | 3 | 0 | #DIV/0!
2013-05-14 | 2013-05-14 16:00 | 2013 | 5 | 14 | 16 | 3 | 0 | #DIV/0!
2013-05-14 | 2013-05-14 17:00 | 2013 | 5 | 14 | 17 | 3 | 0 | #DIV/0!
2013-05-14 | 2013-05-14 18:00 | 2013 | 5 | 14 | 18 | 3 | 0 | #DIV/0!
2013-05-14 | 2013-05-14 19:00 | 2013 | 5 | 14 | 19 | 3 | 0 | #DIV/0!
2013-05-14 | 2013-05-14 20:00 | 2013 | 5 | 14 | 20 | 3 | 0 | #DIV/0!
2013-05-14 | 2013-05-14 21:00 | 2013 | 5 | 14 | 21 | 3 | 0 | #DIV/0!
2013-05-14 | 2013-05-14 22:00 | 2013 | 5 | 14 | 22 | 3 | 0 | #DIV/0!
2013-05-14 | 2013-05-14 23:00 | 2013 | 5 | 14 | 23 | 3 | 0 | #DIV/0!
2013-05-15 | 2013-05-15 | 2013 | 5 | 15 | 24 | 4 | 0 | #DIV/0!
2013-05-15 | 2013-05-15 01:00 | 2013 | 5 | 15 | 1 | 4 | 0 | #DIV/0!
2013-05-15 | 2013-05-15 02:00 | 2013 | 5 | 15 | 2 | 4 | 0 | #DIV/0!
2013-05-15 | 2013-05-15 03:00 | 2013 | 5 | 15 | 3 | 4 | 0 | #DIV/0!
2013-05-15 | 2013-05-15 04:00 | 2013 | 5 | 15 | 4 | 4 | 0 | #DIV/0!
2013-05-15 | 2013-05-15 05:00 | 2013 | 5 | 15 | 5 | 4 | 0 | #DIV/0!
2013-05-15 | 2013-05-15 06:00 | 2013 | 5 | 15 | 6 | 4 | 0 | #DIV/0!
2013-05-15 | 2013-05-15 07:00 | 2013 | 5 | 15 | 7 | 4 | 0 | #DIV/0!
2013-05-15 | 2013-05-15 08:00 | 2013 | 5 | 15 | 8 | 4 | 0 | #DIV/0!
2013-05-15 | 2013-05-15 09:00 | 2013 | 5 | 15 | 9 | 4 | 0 | #DIV/0!
2013-05-15 | 2013-05-15 10:00 | 2013 | 5 | 15 | 10 | 4 | 0 | #DIV/0!
2013-05-15 | 2013-05-15 11:00 | 2013 | 5 | 15 | 11 | 4 | 0 | #DIV/0!
2013-05-15 | 2013-05-15 12:00 | 2013 | 5 | 15 | 12 | 4 | 0 | #DIV/0!
2013-05-15 | 2013-05-15 13:00 | 2013 | 5 | 15 | 13 | 4 | 0 | #DIV/0!
2013-05-15 | 2013-05-15 14:00 | 2013 | 5 | 15 | 14 | 4 | 0 | #DIV/0!
2013-05-15 | 2013-05-15 15:00 | 2013 | 5 | 15 | 15 | 4 | 0 | #DIV/0!
2013-05-15 | 2013-05-15 16:00 | 2013 | 5 | 15 | 16 | 4 | 0 | #DIV/0!
2013-05-15 | 2013-05-15 17:00 | 2013 | 5 | 15 | 17 | 4 | 0 | #DIV/0!
2013-05-15 | 2013-05-15 18:00 | 2013 | 5 | 15 | 18 | 4 | 0 | #DIV/0!
2013-05-15 | 2013-05-15 19:00 | 2013 | 5 | 15 | 19 | 4 | 0 | #DIV/0!
2013-05-15 | 2013-05-15 20:00 | 2013 | 5 | 15 | 20 | 4 | 0 | #DIV/0!
2013-05-15 | 2013-05-15 21:00 | 2013 | 5 | 15 | 21 | 4 | 0 | #DIV/0!
2013-05-15 | 2013-05-15 22:00 | 2013 | 5 | 15 | 22 | 4 | 0 | #DIV/0!
2013-05-15 | 2013-05-15 23:00 | 2013 | 5 | 15 | 23 | 4 | 0 | #DIV/0!
2013-05-16 | 2013-05-16 | 2013 | 5 | 16 | 24 | 5 | 0 | #DIV/0!
2013-05-16 | 2013-05-16 01:00 | 2013 | 5 | 16 | 1 | 5 | 0 | #DIV/0!
2013-05-16 | 2013-05-16 02:00 | 2013 | 5 | 16 | 2 | 5 | 0 | #DIV/0!
2013-05-16 | 2013-05-16 03:00 | 2013 | 5 | 16 | 3 | 5 | 0 | #DIV/0!
2013-05-16 | 2013-05-16 04:00 | 2013 | 5 | 16 | 4 | 5 | 0 | #DIV/0!
2013-05-16 | 2013-05-16 05:00 | 2013 | 5 | 16 | 5 | 5 | 0 | #DIV/0!
2013-05-16 | 2013-05-16 06:00 | 2013 | 5 | 16 | 6 | 5 | 0 | #DIV/0!
2013-05-16 | 2013-05-16 07:00 | 2013 | 5 | 16 | 7 | 5 | 0 | #DIV/0!
2013-05-16 | 2013-05-16 08:00 | 2013 | 5 | 16 | 8 | 5 | 0 | #DIV/0!
2013-05-16 | 2013-05-16 09:00 | 2013 | 5 | 16 | 9 | 5 | 0 | #DIV/0!
2013-05-16 | 2013-05-16 10:00 | 2013 | 5 | 16 | 10 | 5 | 0 | #DIV/0!
2013-05-16 | 2013-05-16 11:00 | 2013 | 5 | 16 | 11 | 5 | 0 | #DIV/0!
2013-05-16 | 2013-05-16 12:00 | 2013 | 5 | 16 | 12 | 5 | 0 | #DIV/0!
2013-05-16 | 2013-05-16 13:00 | 2013 | 5 | 16 | 13 | 5 | 0 | #DIV/0!
2013-05-16 | 2013-05-16 14:00 | 2013 | 5 | 16 | 14 | 5 | 0 | #DIV/0!
2013-05-16 | 2013-05-16 15:00 | 2013 | 5 | 16 | 15 | 5 | 0 | #DIV/0!
2013-05-16 | 2013-05-16 16:00 | 2013 | 5 | 16 | 16 | 5 | 0 | #DIV/0!
2013-05-16 | 2013-05-16 17:00 | 2013 | 5 | 16 | 17 | 5 | 0 | #DIV/0!
2013-05-16 | 2013-05-16 18:00 | 2013 | 5 | 16 | 18 | 5 | 0 | #DIV/0!
2013-05-16 | 2013-05-16 19:00 | 2013 | 5 | 16 | 19 | 5 | 0 | #DIV/0!
2013-05-16 | 2013-05-16 20:00 | 2013 | 5 | 16 | 20 | 5 | 0 | #DIV/0!
2013-05-16 | 2013-05-16 21:00 | 2013 | 5 | 16 | 21 | 5 | 0 | #DIV/0!
2013-05-16 | 2013-05-16 22:00 | 2013 | 5 | 16 | 22 | 5 | 0 | #DIV/0!
2013-05-16 | 2013-05-16 23:00 | 2013 | 5 | 16 | 23 | 5 | 0 | #DIV/0!
2013-05-17 | 2013-05-17 | 2013 | 5 | 17 | 24 | 6 | 0 | #DIV/0!
2013-05-17 | 2013-05-17 01:00 | 2013 | 5 | 17 | 1 | 6 | 0 | #DIV/0!
2013-05-17 | 2013-05-17 02:00 | 2013 | 5 | 17 | 2 | 6 | 0 | #DIV/0!
2013-05-17 | 2013-05-17 03:00 | 2013 | 5 | 17 | 3 | 6 | 0 | #DIV/0!
2013-05-17 | 2013-05-17 04:00 | 2013 | 5 | 17 | 4 | 6 | 0 | #DIV/0!
2013-05-17 | 2013-05-17 05:00 | 2013 | 5 | 17 | 5 | 6 | 0 | #DIV/0!
2013-05-17 | 2013-05-17 06:00 | 2013 | 5 | 17 | 6 | 6 | 0 | #DIV/0!
2013-05-17 | 2013-05-17 07:00 | 2013 | 5 | 17 | 7 | 6 | 0 | #DIV/0!
2013-05-17 | 2013-05-17 08:00 | 2013 | 5 | 17 | 8 | 6 | 0 | #DIV/0!
2013-05-17 | 2013-05-17 09:00 | 2013 | 5 | 17 | 9 | 6 | 0 | #DIV/0!
2013-05-17 | 2013-05-17 10:00 | 2013 | 5 | 17 | 10 | 6 | 0 | #DIV/0!
2013-05-17 | 2013-05-17 11:00 | 2013 | 5 | 17 | 11 | 6 | 0 | #DIV/0!
2013-05-17 | 2013-05-17 12:00 | 2013 | 5 | 17 | 12 | 6 | 0 | #DIV/0!
2013-05-17 | 2013-05-17 13:00 | 2013 | 5 | 17 | 13 | 6 | 0 | #DIV/0!
2013-05-17 | 2013-05-17 14:00 | 2013 | 5 | 17 | 14 | 6 | 0 | #DIV/0!
2013-05-17 | 2013-05-17 15:00 | 2013 | 5 | 17 | 15 | 6 | 0 | #DIV/0!
2013-05-17 | 2013-05-17 16:00 | 2013 | 5 | 17 | 16 | 6 | 0 | #DIV/0!
2013-05-17 | 2013-05-17 17:00 | 2013 | 5 | 17 | 17 | 6 | 0 | #DIV/0!
2013-05-17 | 2013-05-17 18:00 | 2013 | 5 | 17 | 18 | 6 | 0 | #DIV/0!
2013-05-17 | 2013-05-17 19:00 | 2013 | 5 | 17 | 19 | 6 | 0 | #DIV/0!
2013-05-17 | 2013-05-17 20:00 | 2013 | 5 | 17 | 20 | 6 | 0 | #DIV/0!
2013-05-17 | 2013-05-17 21:00 | 2013 | 5 | 17 | 21 | 6 | 0 | #DIV/0!
2013-05-17 | 2013-05-17 22:00 | 2013 | 5 | 17 | 22 | 6 | 0 | #DIV/0!
2013-05-17 | 2013-05-17 23:00 | 2013 | 5 | 17 | 23 | 6 | 0 | #DIV/0!
2013-05-18 | 2013-05-18 | 2013 | 5 | 18 | 24 | 7 | 0 | #DIV/0!
2013-05-18 | 2013-05-18 01:00 | 2013 | 5 | 18 | 1 | 7 | 0 | #DIV/0!
2013-05-18 | 2013-05-18 02:00 | 2013 | 5 | 18 | 2 | 7 | 0 | #DIV/0!
2013-05-18 | 2013-05-18 03:00 | 2013 | 5 | 18 | 3 | 7 | 0 | #DIV/0!
2013-05-18 | 2013-05-18 04:00 | 2013 | 5 | 18 | 4 | 7 | 0 | #DIV/0!
2013-05-18 | 2013-05-18 05:00 | 2013 | 5 | 18 | 5 | 7 | 0 | #DIV/0!
2013-05-18 | 2013-05-18 06:00 | 2013 | 5 | 18 | 6 | 7 | 0 | #DIV/0!
2013-05-18 | 2013-05-18 07:00 | 2013 | 5 | 18 | 7 | 7 | 0 | #DIV/0!
2013-05-18 | 2013-05-18 08:00 | 2013 | 5 | 18 | 8 | 7 | 0 | #DIV/0!
2013-05-18 | 2013-05-18 09:00 | 2013 | 5 | 18 | 9 | 7 | 0 | #DIV/0!
2013-05-18 | 2013-05-18 10:00 | 2013 | 5 | 18 | 10 | 7 | 0 | #DIV/0!
2013-05-18 | 2013-05-18 11:00 | 2013 | 5 | 18 | 11 | 7 | 0 | #DIV/0!
2013-05-18 | 2013-05-18 12:00 | 2013 | 5 | 18 | 12 | 7 | 0 | #DIV/0!
2013-05-18 | 2013-05-18 13:00 | 2013 | 5 | 18 | 13 | 7 | 0 | #DIV/0!
2013-05-18 | 2013-05-18 14:00 | 2013 | 5 | 18 | 14 | 7 | 0 | #DIV/0!
2013-05-18 | 2013-05-18 15:00 | 2013 | 5 | 18 | 15 | 7 | 0 | #DIV/0!
2013-05-18 | 2013-05-18 16:00 | 2013 | 5 | 18 | 16 | 7 | 0 | #DIV/0!
2013-05-18 | 2013-05-18 17:00 | 2013 | 5 | 18 | 17 | 7 | 0 | #DIV/0!
2013-05-18 | 2013-05-18 18:00 | 2013 | 5 | 18 | 18 | 7 | 0 | #DIV/0!
2013-05-18 | 2013-05-18 19:00 | 2013 | 5 | 18 | 19 | 7 | 0 | #DIV/0!
2013-05-18 | 2013-05-18 20:00 | 2013 | 5 | 18 | 20 | 7 | 0 | #DIV/0!
2013-05-18 | 2013-05-18 21:00 | 2013 | 5 | 18 | 21 | 7 | 0 | #DIV/0!
2013-05-18 | 2013-05-18 22:00 | 2013 | 5 | 18 | 22 | 7 | 0 | #DIV/0!
2013-05-18 | 2013-05-18 23:00 | 2013 | 5 | 18 | 23 | 7 | 0 | #DIV/0!
2013-05-19 | 2013-05-19 | 2013 | 5 | 19 | 24 | 1 | 0 | #DIV/0!
2013-05-19 | 2013-05-19 01:00 | 2013 | 5 | 19 | 1 | 1 | 0 | #DIV/0!
2013-05-19 | 2013-05-19 02:00 | 2013 | 5 | 19 | 2 | 1 | 0 | #DIV/0!
2013-05-19 | 2013-05-19 03:00 | 2013 | 5 | 19 | 3 | 1 | 0 | #DIV/0!
2013-05-19 | 2013-05-19 04:00 | 2013 | 5 | 19 | 4 | 1 | 0 | #DIV/0!
2013-05-19 | 2013-05-19 05:00 | 2013 | 5 | 19 | 5 | 1 | 0 | #DIV/0!
2013-05-19 | 2013-05-19 06:00 | 2013 | 5 | 19 | 6 | 1 | 0 | #DIV/0!
2013-05-19 | 2013-05-19 07:00 | 2013 | 5 | 19 | 7 | 1 | 0 | #DIV/0!
2013-05-19 | 2013-05-19 08:00 | 2013 | 5 | 19 | 8 | 1 | 0 | #DIV/0!
2013-05-19 | 2013-05-19 09:00 | 2013 | 5 | 19 | 9 | 1 | 0 | #DIV/0!
2013-05-19 | 2013-05-19 10:00 | 2013 | 5 | 19 | 10 | 1 | 0 | #DIV/0!
2013-05-19 | 2013-05-19 11:00 | 2013 | 5 | 19 | 11 | 1 | 0 | #DIV/0!
2013-05-19 | 2013-05-19 12:00 | 2013 | 5 | 19 | 12 | 1 | 0 | #DIV/0!
2013-05-19 | 2013-05-19 13:00 | 2013 | 5 | 19 | 13 | 1 | 0 | #DIV/0!
2013-05-19 | 2013-05-19 14:00 | 2013 | 5 | 19 | 14 | 1 | 0 | #DIV/0!
2013-05-19 | 2013-05-19 15:00 | 2013 | 5 | 19 | 15 | 1 | 0 | #DIV/0!
2013-05-19 | 2013-05-19 16:00 | 2013 | 5 | 19 | 16 | 1 | 0 | #DIV/0!
2013-05-19 | 2013-05-19 17:00 | 2013 | 5 | 19 | 17 | 1 | 0 | #DIV/0!
2013-05-19 | 2013-05-19 18:00 | 2013 | 5 | 19 | 18 | 1 | 0 | #DIV/0!
2013-05-19 | 2013-05-19 19:00 | 2013 | 5 | 19 | 19 | 1 | 0 | #DIV/0!
2013-05-19 | 2013-05-19 20:00 | 2013 | 5 | 19 | 20 | 1 | 0 | #DIV/0!
2013-05-19 | 2013-05-19 21:00 | 2013 | 5 | 19 | 21 | 1 | 0 | #DIV/0!
2013-05-19 | 2013-05-19 22:00 | 2013 | 5 | 19 | 22 | 1 | 0 | #DIV/0!
2013-05-19 | 2013-05-19 23:00 | 2013 | 5 | 19 | 23 | 1 | 0 | #DIV/0!
2013-05-20 | 2013-05-20 | 2013 | 5 | 20 | 24 | 2 | 0 | #DIV/0!
2013-05-20 | 2013-05-20 01:00 | 2013 | 5 | 20 | 1 | 2 | 0 | #DIV/0!
2013-05-20 | 2013-05-20 02:00 | 2013 | 5 | 20 | 2 | 2 | 0 | #DIV/0!
2013-05-20 | 2013-05-20 03:00 | 2013 | 5 | 20 | 3 | 2 | 0 | #DIV/0!
2013-05-20 | 2013-05-20 04:00 | 2013 | 5 | 20 | 4 | 2 | 0 | #DIV/0!
2013-05-20 | 2013-05-20 05:00 | 2013 | 5 | 20 | 5 | 2 | 0 | #DIV/0!
2013-05-20 | 2013-05-20 06:00 | 2013 | 5 | 20 | 6 | 2 | 0 | #DIV/0!
2013-05-20 | 2013-05-20 07:00 | 2013 | 5 | 20 | 7 | 2 | 0 | #DIV/0!
2013-05-20 | 2013-05-20 08:00 | 2013 | 5 | 20 | 8 | 2 | 0 | #DIV/0!
2013-05-20 | 2013-05-20 09:00 | 2013 | 5 | 20 | 9 | 2 | 0 | #DIV/0!
2013-05-20 | 2013-05-20 10:00 | 2013 | 5 | 20 | 10 | 2 | 0 | #DIV/0!
2013-05-20 | 2013-05-20 11:00 | 2013 | 5 | 20 | 11 | 2 | 0 | #DIV/0!
2013-05-20 | 2013-05-20 12:00 | 2013 | 5 | 20 | 12 | 2 | 0 | #DIV/0!
2013-05-20 | 2013-05-20 13:00 | 2013 | 5 | 20 | 13 | 2 | 0 | #DIV/0!
2013-05-20 | 2013-05-20 14:00 | 2013 | 5 | 20 | 14 | 2 | 0 | #DIV/0!
2013-05-20 | 2013-05-20 15:00 | 2013 | 5 | 20 | 15 | 2 | 0 | #DIV/0!
2013-05-20 | 2013-05-20 16:00 | 2013 | 5 | 20 | 16 | 2 | 0 | #DIV/0!
2013-05-20 | 2013-05-20 17:00 | 2013 | 5 | 20 | 17 | 2 | 0 | #DIV/0!
2013-05-20 | 2013-05-20 18:00 | 2013 | 5 | 20 | 18 | 2 | 0 | #DIV/0!
2013-05-20 | 2013-05-20 19:00 | 2013 | 5 | 20 | 19 | 2 | 0 | #DIV/0!
2013-05-20 | 2013-05-20 20:00 | 2013 | 5 | 20 | 20 | 2 | 0 | #DIV/0!
2013-05-20 | 2013-05-20 21:00 | 2013 | 5 | 20 | 21 | 2 | 0 | #DIV/0!
2013-05-20 | 2013-05-20 22:00 | 2013 | 5 | 20 | 22 | 2 | 0 | #DIV/0!
2013-05-20 | 2013-05-20 23:00 | 2013 | 5 | 20 | 23 | 2 | 0 | #DIV/0!
2013-05-21 | 2013-05-21 | 2013 | 5 | 21 | 24 | 3 | 0 | #DIV/0!
2013-05-21 | 2013-05-21 01:00 | 2013 | 5 | 21 | 1 | 3 | 0 | #DIV/0!
2013-05-21 | 2013-05-21 02:00 | 2013 | 5 | 21 | 2 | 3 | 0 | #DIV/0!
2013-05-21 | 2013-05-21 03:00 | 2013 | 5 | 21 | 3 | 3 | 0 | #DIV/0!
2013-05-21 | 2013-05-21 04:00 | 2013 | 5 | 21 | 4 | 3 | 0 | #DIV/0!
2013-05-21 | 2013-05-21 05:00 | 2013 | 5 | 21 | 5 | 3 | 0 | #DIV/0!
2013-05-21 | 2013-05-21 06:00 | 2013 | 5 | 21 | 6 | 3 | 0 | #DIV/0!
2013-05-21 | 2013-05-21 07:00 | 2013 | 5 | 21 | 7 | 3 | 0 | #DIV/0!
2013-05-21 | 2013-05-21 08:00 | 2013 | 5 | 21 | 8 | 3 | 0 | #DIV/0!
2013-05-21 | 2013-05-21 09:00 | 2013 | 5 | 21 | 9 | 3 | 0 | #DIV/0!
2013-05-21 | 2013-05-21 10:00 | 2013 | 5 | 21 | 10 | 3 | 0 | #DIV/0!
2013-05-21 | 2013-05-21 11:00 | 2013 | 5 | 21 | 11 | 3 | 0 | #DIV/0!
2013-05-21 | 2013-05-21 12:00 | 2013 | 5 | 21 | 12 | 3 | 0 | #DIV/0!
2013-05-21 | 2013-05-21 13:00 | 2013 | 5 | 21 | 13 | 3 | 0 | #DIV/0!
2013-05-21 | 2013-05-21 14:00 | 2013 | 5 | 21 | 14 | 3 | 0 | #DIV/0!
2013-05-21 | 2013-05-21 15:00 | 2013 | 5 | 21 | 15 | 3 | 0 | #DIV/0!
2013-05-21 | 2013-05-21 16:00 | 2013 | 5 | 21 | 16 | 3 | 0 | #DIV/0!
2013-05-21 | 2013-05-21 17:00 | 2013 | 5 | 21 | 17 | 3 | 0 | #DIV/0!
2013-05-21 | 2013-05-21 18:00 | 2013 | 5 | 21 | 18 | 3 | 0 | #DIV/0!
2013-05-21 | 2013-05-21 19:00 | 2013 | 5 | 21 | 19 | 3 | 0 | #DIV/0!
2013-05-21 | 2013-05-21 20:00 | 2013 | 5 | 21 | 20 | 3 | 0 | #DIV/0!
2013-05-21 | 2013-05-21 21:00 | 2013 | 5 | 21 | 21 | 3 | 0 | #DIV/0!
2013-05-21 | 2013-05-21 22:00 | 2013 | 5 | 21 | 22 | 3 | 0 | #DIV/0!
2013-05-21 | 2013-05-21 23:00 | 2013 | 5 | 21 | 23 | 3 | 0 | #DIV/0!
2013-05-22 | 2013-05-22 | 2013 | 5 | 22 | 24 | 4 | 0 | #DIV/0!
2013-05-22 | 2013-05-22 01:00 | 2013 | 5 | 22 | 1 | 4 | 0 | #DIV/0!
2013-05-22 | 2013-05-22 02:00 | 2013 | 5 | 22 | 2 | 4 | 0 | #DIV/0!
2013-05-22 | 2013-05-22 03:00 | 2013 | 5 | 22 | 3 | 4 | 0 | #DIV/0!
2013-05-22 | 2013-05-22 04:00 | 2013 | 5 | 22 | 4 | 4 | 0 | #DIV/0!
2013-05-22 | 2013-05-22 05:00 | 2013 | 5 | 22 | 5 | 4 | 0 | #DIV/0!
2013-05-22 | 2013-05-22 06:00 | 2013 | 5 | 22 | 6 | 4 | 0 | #DIV/0!
2013-05-22 | 2013-05-22 07:00 | 2013 | 5 | 22 | 7 | 4 | 0 | #DIV/0!
2013-05-22 | 2013-05-22 08:00 | 2013 | 5 | 22 | 8 | 4 | 0 | #DIV/0!
2013-05-22 | 2013-05-22 09:00 | 2013 | 5 | 22 | 9 | 4 | 0 | #DIV/0!
2013-05-22 | 2013-05-22 10:00 | 2013 | 5 | 22 | 10 | 4 | 0 | #DIV/0!
2013-05-22 | 2013-05-22 11:00 | 2013 | 5 | 22 | 11 | 4 | 0 | #DIV/0!
2013-05-22 | 2013-05-22 12:00 | 2013 | 5 | 22 | 12 | 4 | 0 | #DIV/0!
2013-05-22 | 2013-05-22 13:00 | 2013 | 5 | 22 | 13 | 4 | 0 | #DIV/0!
2013-05-22 | 2013-05-22 14:00 | 2013 | 5 | 22 | 14 | 4 | 0 | #DIV/0!
2013-05-22 | 2013-05-22 15:00 | 2013 | 5 | 22 | 15 | 4 | 0 | #DIV/0!
2013-05-22 | 2013-05-22 16:00 | 2013 | 5 | 22 | 16 | 4 | 0 | #DIV/0!
2013-05-22 | 2013-05-22 17:00 | 2013 | 5 | 22 | 17 | 4 | 0 | #DIV/0!
2013-05-22 | 2013-05-22 18:00 | 2013 | 5 | 22 | 18 | 4 | 0 | #DIV/0!
2013-05-22 | 2013-05-22 19:00 | 2013 | 5 | 22 | 19 | 4 | 0 | #DIV/0!
2013-05-22 | 2013-05-22 20:00 | 2013 | 5 | 22 | 20 | 4 | 0 | #DIV/0!
2013-05-22 | 2013-05-22 21:00 | 2013 | 5 | 22 | 21 | 4 | 0 | #DIV/0!
2013-05-22 | 2013-05-22 22:00 | 2013 | 5 | 22 | 22 | 4 | 0 | #DIV/0!
2013-05-22 | 2013-05-22 23:00 | 2013 | 5 | 22 | 23 | 4 | 0 | #DIV/0!
2013-05-23 | 2013-05-23 | 2013 | 5 | 23 | 24 | 5 | 0 | #DIV/0!
2013-05-23 | 2013-05-23 01:00 | 2013 | 5 | 23 | 1 | 5 | 0 | #DIV/0!
2013-05-23 | 2013-05-23 02:00 | 2013 | 5 | 23 | 2 | 5 | 0 | #DIV/0!
2013-05-23 | 2013-05-23 03:00 | 2013 | 5 | 23 | 3 | 5 | 0 | #DIV/0!
2013-05-23 | 2013-05-23 04:00 | 2013 | 5 | 23 | 4 | 5 | 0 | #DIV/0!
2013-05-23 | 2013-05-23 05:00 | 2013 | 5 | 23 | 5 | 5 | 0 | #DIV/0!
2013-05-23 | 2013-05-23 06:00 | 2013 | 5 | 23 | 6 | 5 | 0 | #DIV/0!
2013-05-23 | 2013-05-23 07:00 | 2013 | 5 | 23 | 7 | 5 | 0 | #DIV/0!
2013-05-23 | 2013-05-23 08:00 | 2013 | 5 | 23 | 8 | 5 | 0 | #DIV/0!
2013-05-23 | 2013-05-23 09:00 | 2013 | 5 | 23 | 9 | 5 | 0 | #DIV/0!
2013-05-23 | 2013-05-23 10:00 | 2013 | 5 | 23 | 10 | 5 | 0 | #DIV/0!
2013-05-23 | 2013-05-23 11:00 | 2013 | 5 | 23 | 11 | 5 | 0 | #DIV/0!
2013-05-23 | 2013-05-23 12:00 | 2013 | 5 | 23 | 12 | 5 | 0 | #DIV/0!
2013-05-23 | 2013-05-23 13:00 | 2013 | 5 | 23 | 13 | 5 | 0 | #DIV/0!
2013-05-23 | 2013-05-23 14:00 | 2013 | 5 | 23 | 14 | 5 | 0 | #DIV/0!
2013-05-23 | 2013-05-23 15:00 | 2013 | 5 | 23 | 15 | 5 | 0 | #DIV/0!
2013-05-23 | 2013-05-23 16:00 | 2013 | 5 | 23 | 16 | 5 | 0 | #DIV/0!
2013-05-23 | 2013-05-23 17:00 | 2013 | 5 | 23 | 17 | 5 | 0 | #DIV/0!
2013-05-23 | 2013-05-23 18:00 | 2013 | 5 | 23 | 18 | 5 | 0 | #DIV/0!
2013-05-23 | 2013-05-23 19:00 | 2013 | 5 | 23 | 19 | 5 | 0 | #DIV/0!
2013-05-23 | 2013-05-23 20:00 | 2013 | 5 | 23 | 20 | 5 | 0 | #DIV/0!
2013-05-23 | 2013-05-23 21:00 | 2013 | 5 | 23 | 21 | 5 | 0 | #DIV/0!
2013-05-23 | 2013-05-23 22:00 | 2013 | 5 | 23 | 22 | 5 | 0 | #DIV/0!
2013-05-23 | 2013-05-23 23:00 | 2013 | 5 | 23 | 23 | 5 | 0 | #DIV/0!
2013-05-24 | 2013-05-24 | 2013 | 5 | 24 | 24 | 6 | 0 | #DIV/0!
2013-05-24 | 2013-05-24 01:00 | 2013 | 5 | 24 | 1 | 6 | 0 | #DIV/0!
2013-05-24 | 2013-05-24 02:00 | 2013 | 5 | 24 | 2 | 6 | 0 | #DIV/0!
2013-05-24 | 2013-05-24 03:00 | 2013 | 5 | 24 | 3 | 6 | 0 | #DIV/0!
2013-05-24 | 2013-05-24 04:00 | 2013 | 5 | 24 | 4 | 6 | 0 | #DIV/0!
2013-05-24 | 2013-05-24 05:00 | 2013 | 5 | 24 | 5 | 6 | 0 | #DIV/0!
2013-05-24 | 2013-05-24 06:00 | 2013 | 5 | 24 | 6 | 6 | 0 | #DIV/0!
2013-05-24 | 2013-05-24 07:00 | 2013 | 5 | 24 | 7 | 6 | 0 | #DIV/0!
2013-05-24 | 2013-05-24 08:00 | 2013 | 5 | 24 | 8 | 6 | 0 | #DIV/0!
2013-05-24 | 2013-05-24 09:00 | 2013 | 5 | 24 | 9 | 6 | 0 | #DIV/0!
2013-05-24 | 2013-05-24 10:00 | 2013 | 5 | 24 | 10 | 6 | 0 | #DIV/0!
2013-05-24 | 2013-05-24 11:00 | 2013 | 5 | 24 | 11 | 6 | 0 | #DIV/0!
2013-05-24 | 2013-05-24 12:00 | 2013 | 5 | 24 | 12 | 6 | 0 | #DIV/0!
2013-05-24 | 2013-05-24 13:00 | 2013 | 5 | 24 | 13 | 6 | 0 | #DIV/0!
2013-05-24 | 2013-05-24 14:00 | 2013 | 5 | 24 | 14 | 6 | 0 | #DIV/0!
2013-05-24 | 2013-05-24 15:00 | 2013 | 5 | 24 | 15 | 6 | 0 | #DIV/0!
2013-05-24 | 2013-05-24 16:00 | 2013 | 5 | 24 | 16 | 6 | 0 | #DIV/0!
2013-05-24 | 2013-05-24 17:00 | 2013 | 5 | 24 | 17 | 6 | 0 | #DIV/0!
2013-05-24 | 2013-05-24 18:00 | 2013 | 5 | 24 | 18 | 6 | 0 | #DIV/0!
2013-05-24 | 2013-05-24 19:00 | 2013 | 5 | 24 | 19 | 6 | 0 | #DIV/0!
2013-05-24 | 2013-05-24 20:00 | 2013 | 5 | 24 | 20 | 6 | 0 | #DIV/0!
2013-05-24 | 2013-05-24 21:00 | 2013 | 5 | 24 | 21 | 6 | 0 | #DIV/0!
2013-05-24 | 2013-05-24 22:00 | 2013 | 5 | 24 | 22 | 6 | 0 | #DIV/0!
2013-05-24 | 2013-05-24 23:00 | 2013 | 5 | 24 | 23 | 6 | 0 | #DIV/0!
2013-05-25 | 2013-05-25 | 2013 | 5 | 25 | 24 | 7 | 0 | #DIV/0!
2013-05-25 | 2013-05-25 01:00 | 2013 | 5 | 25 | 1 | 7 | 0 | #DIV/0!
2013-05-25 | 2013-05-25 02:00 | 2013 | 5 | 25 | 2 | 7 | 0 | #DIV/0!
2013-05-25 | 2013-05-25 03:00 | 2013 | 5 | 25 | 3 | 7 | 0 | #DIV/0!
2013-05-25 | 2013-05-25 04:00 | 2013 | 5 | 25 | 4 | 7 | 0 | #DIV/0!
2013-05-25 | 2013-05-25 05:00 | 2013 | 5 | 25 | 5 | 7 | 0 | #DIV/0!
2013-05-25 | 2013-05-25 06:00 | 2013 | 5 | 25 | 6 | 7 | 0 | #DIV/0!
2013-05-25 | 2013-05-25 07:00 | 2013 | 5 | 25 | 7 | 7 | 0 | #DIV/0!
2013-05-25 | 2013-05-25 08:00 | 2013 | 5 | 25 | 8 | 7 | 0 | #DIV/0!
2013-05-25 | 2013-05-25 09:00 | 2013 | 5 | 25 | 9 | 7 | 0 | #DIV/0!
2013-05-25 | 2013-05-25 10:00 | 2013 | 5 | 25 | 10 | 7 | 0 | #DIV/0!
2013-05-25 | 2013-05-25 11:00 | 2013 | 5 | 25 | 11 | 7 | 0 | #DIV/0!
2013-05-25 | 2013-05-25 12:00 | 2013 | 5 | 25 | 12 | 7 | 0 | #DIV/0!
2013-05-25 | 2013-05-25 13:00 | 2013 | 5 | 25 | 13 | 7 | 0 | #DIV/0!
2013-05-25 | 2013-05-25 14:00 | 2013 | 5 | 25 | 14 | 7 | 0 | #DIV/0!
2013-05-25 | 2013-05-25 15:00 | 2013 | 5 | 25 | 15 | 7 | 0 | #DIV/0!
2013-05-25 | 2013-05-25 16:00 | 2013 | 5 | 25 | 16 | 7 | 0 | #DIV/0!
2013-05-25 | 2013-05-25 17:00 | 2013 | 5 | 25 | 17 | 7 | 0 | #DIV/0!
2013-05-25 | 2013-05-25 18:00 | 2013 | 5 | 25 | 18 | 7 | 0 | #DIV/0!
2013-05-25 | 2013-05-25 19:00 | 2013 | 5 | 25 | 19 | 7 | 0 | #DIV/0!
2013-05-25 | 2013-05-25 20:00 | 2013 | 5 | 25 | 20 | 7 | 0 | #DIV/0!
2013-05-25 | 2013-05-25 21:00 | 2013 | 5 | 25 | 21 | 7 | 0 | #DIV/0!
2013-05-25 | 2013-05-25 22:00 | 2013 | 5 | 25 | 22 | 7 | 0 | #DIV/0!
2013-05-25 | 2013-05-25 23:00 | 2013 | 5 | 25 | 23 | 7 | 0 | #DIV/0!
2013-05-26 | 2013-05-26 | 2013 | 5 | 26 | 24 | 1 | 0 | #DIV/0!
2013-05-26 | 2013-05-26 01:00 | 2013 | 5 | 26 | 1 | 1 | 0 | #DIV/0!
2013-05-26 | 2013-05-26 02:00 | 2013 | 5 | 26 | 2 | 1 | 0 | #DIV/0!
2013-05-26 | 2013-05-26 03:00 | 2013 | 5 | 26 | 3 | 1 | 0 | #DIV/0!
2013-05-26 | 2013-05-26 04:00 | 2013 | 5 | 26 | 4 | 1 | 0 | #DIV/0!
2013-05-26 | 2013-05-26 05:00 | 2013 | 5 | 26 | 5 | 1 | 0 | #DIV/0!
2013-05-26 | 2013-05-26 06:00 | 2013 | 5 | 26 | 6 | 1 | 0 | #DIV/0!
2013-05-26 | 2013-05-26 07:00 | 2013 | 5 | 26 | 7 | 1 | 0 | #DIV/0!
2013-05-26 | 2013-05-26 08:00 | 2013 | 5 | 26 | 8 | 1 | 0 | #DIV/0!
2013-05-26 | 2013-05-26 09:00 | 2013 | 5 | 26 | 9 | 1 | 0 | #DIV/0!
2013-05-26 | 2013-05-26 10:00 | 2013 | 5 | 26 | 10 | 1 | 0 | #DIV/0!
2013-05-26 | 2013-05-26 11:00 | 2013 | 5 | 26 | 11 | 1 | 0 | #DIV/0!
2013-05-26 | 2013-05-26 12:00 | 2013 | 5 | 26 | 12 | 1 | 0 | #DIV/0!
2013-05-26 | 2013-05-26 13:00 | 2013 | 5 | 26 | 13 | 1 | 0 | #DIV/0!
2013-05-26 | 2013-05-26 14:00 | 2013 | 5 | 26 | 14 | 1 | 0 | #DIV/0!
2013-05-26 | 2013-05-26 15:00 | 2013 | 5 | 26 | 15 | 1 | 0 | #DIV/0!
2013-05-26 | 2013-05-26 16:00 | 2013 | 5 | 26 | 16 | 1 | 0 | #DIV/0!
2013-05-26 | 2013-05-26 17:00 | 2013 | 5 | 26 | 17 | 1 | 0 | #DIV/0!
2013-05-26 | 2013-05-26 18:00 | 2013 | 5 | 26 | 18 | 1 | 0 | #DIV/0!
2013-05-26 | 2013-05-26 19:00 | 2013 | 5 | 26 | 19 | 1 | 0 | #DIV/0!
2013-05-26 | 2013-05-26 20:00 | 2013 | 5 | 26 | 20 | 1 | 0 | #DIV/0!
2013-05-26 | 2013-05-26 21:00 | 2013 | 5 | 26 | 21 | 1 | 0 | #DIV/0!
2013-05-26 | 2013-05-26 22:00 | 2013 | 5 | 26 | 22 | 1 | 0 | #DIV/0!
2013-05-26 | 2013-05-26 23:00 | 2013 | 5 | 26 | 23 | 1 | 0 | #DIV/0!
2013-05-27 | 2013-05-27 | 2013 | 5 | 27 | 24 | 2 | 0 | #DIV/0!
2013-05-27 | 2013-05-27 01:00 | 2013 | 5 | 27 | 1 | 2 | 0 | #DIV/0!
2013-05-27 | 2013-05-27 02:00 | 2013 | 5 | 27 | 2 | 2 | 0 | #DIV/0!
2013-05-27 | 2013-05-27 03:00 | 2013 | 5 | 27 | 3 | 2 | 0 | #DIV/0!
2013-05-27 | 2013-05-27 04:00 | 2013 | 5 | 27 | 4 | 2 | 0 | #DIV/0!
2013-05-27 | 2013-05-27 05:00 | 2013 | 5 | 27 | 5 | 2 | 0 | #DIV/0!
2013-05-27 | 2013-05-27 06:00 | 2013 | 5 | 27 | 6 | 2 | 0 | #DIV/0!
2013-05-27 | 2013-05-27 07:00 | 2013 | 5 | 27 | 7 | 2 | 0 | #DIV/0!
2013-05-27 | 2013-05-27 08:00 | 2013 | 5 | 27 | 8 | 2 | 0 | #DIV/0!
2013-05-27 | 2013-05-27 09:00 | 2013 | 5 | 27 | 9 | 2 | 0 | #DIV/0!
2013-05-27 | 2013-05-27 10:00 | 2013 | 5 | 27 | 10 | 2 | 0 | #DIV/0!
2013-05-27 | 2013-05-27 11:00 | 2013 | 5 | 27 | 11 | 2 | 0 | #DIV/0!
2013-05-27 | 2013-05-27 12:00 | 2013 | 5 | 27 | 12 | 2 | 0 | #DIV/0!
2013-05-27 | 2013-05-27 13:00 | 2013 | 5 | 27 | 13 | 2 | 0 | #DIV/0!
2013-05-27 | 2013-05-27 14:00 | 2013 | 5 | 27 | 14 | 2 | 0 | #DIV/0!
2013-05-27 | 2013-05-27 15:00 | 2013 | 5 | 27 | 15 | 2 | 0 | #DIV/0!
2013-05-27 | 2013-05-27 16:00 | 2013 | 5 | 27 | 16 | 2 | 0 | #DIV/0!
2013-05-27 | 2013-05-27 17:00 | 2013 | 5 | 27 | 17 | 2 | 0 | #DIV/0!
2013-05-27 | 2013-05-27 18:00 | 2013 | 5 | 27 | 18 | 2 | 0 | #DIV/0!
2013-05-27 | 2013-05-27 19:00 | 2013 | 5 | 27 | 19 | 2 | 0 | #DIV/0!
2013-05-27 | 2013-05-27 20:00 | 2013 | 5 | 27 | 20 | 2 | 0 | #DIV/0!
2013-05-27 | 2013-05-27 21:00 | 2013 | 5 | 27 | 21 | 2 | 0 | #DIV/0!
2013-05-27 | 2013-05-27 22:00 | 2013 | 5 | 27 | 22 | 2 | 0 | #DIV/0!
2013-05-27 | 2013-05-27 23:00 | 2013 | 5 | 27 | 23 | 2 | 0 | #DIV/0!
2013-05-28 | 2013-05-28 | 2013 | 5 | 28 | 24 | 3 | 0 | #DIV/0!
2013-05-28 | 2013-05-28 01:00 | 2013 | 5 | 28 | 1 | 3 | 0 | #DIV/0!
2013-05-28 | 2013-05-28 02:00 | 2013 | 5 | 28 | 2 | 3 | 0 | #DIV/0!
2013-05-28 | 2013-05-28 03:00 | 2013 | 5 | 28 | 3 | 3 | 0 | #DIV/0!
2013-05-28 | 2013-05-28 04:00 | 2013 | 5 | 28 | 4 | 3 | 0 | #DIV/0!
2013-05-28 | 2013-05-28 05:00 | 2013 | 5 | 28 | 5 | 3 | 0 | #DIV/0!
2013-05-28 | 2013-05-28 06:00 | 2013 | 5 | 28 | 6 | 3 | 0 | #DIV/0!
2013-05-28 | 2013-05-28 07:00 | 2013 | 5 | 28 | 7 | 3 | 0 | #DIV/0!
2013-05-28 | 2013-05-28 08:00 | 2013 | 5 | 28 | 8 | 3 | 0 | #DIV/0!
2013-05-28 | 2013-05-28 09:00 | 2013 | 5 | 28 | 9 | 3 | 0 | #DIV/0!
2013-05-28 | 2013-05-28 10:00 | 2013 | 5 | 28 | 10 | 3 | 0 | #DIV/0!
2013-05-28 | 2013-05-28 11:00 | 2013 | 5 | 28 | 11 | 3 | 0 | #DIV/0!
2013-05-28 | 2013-05-28 12:00 | 2013 | 5 | 28 | 12 | 3 | 0 | #DIV/0!
2013-05-28 | 2013-05-28 13:00 | 2013 | 5 | 28 | 13 | 3 | 0 | #DIV/0!
2013-05-28 | 2013-05-28 14:00 | 2013 | 5 | 28 | 14 | 3 | 0 | #DIV/0!
2013-05-28 | 2013-05-28 15:00 | 2013 | 5 | 28 | 15 | 3 | 0 | #DIV/0!
2013-05-28 | 2013-05-28 16:00 | 2013 | 5 | 28 | 16 | 3 | 0 | #DIV/0!
2013-05-28 | 2013-05-28 17:00 | 2013 | 5 | 28 | 17 | 3 | 0 | #DIV/0!
2013-05-28 | 2013-05-28 18:00 | 2013 | 5 | 28 | 18 | 3 | 0 | #DIV/0!
2013-05-28 | 2013-05-28 19:00 | 2013 | 5 | 28 | 19 | 3 | 0 | #DIV/0!
2013-05-28 | 2013-05-28 20:00 | 2013 | 5 | 28 | 20 | 3 | 0 | #DIV/0!
2013-05-28 | 2013-05-28 21:00 | 2013 | 5 | 28 | 21 | 3 | 0 | #DIV/0!
2013-05-28 | 2013-05-28 22:00 | 2013 | 5 | 28 | 22 | 3 | 0 | #DIV/0!
2013-05-28 | 2013-05-28 23:00 | 2013 | 5 | 28 | 23 | 3 | 0 | #DIV/0!
2013-05-29 | 2013-05-29 | 2013 | 5 | 29 | 24 | 4 | 0 | #DIV/0!
2013-05-29 | 2013-05-29 01:00 | 2013 | 5 | 29 | 1 | 4 | 0 | #DIV/0!
2013-05-29 | 2013-05-29 02:00 | 2013 | 5 | 29 | 2 | 4 | 0 | #DIV/0!
2013-05-29 | 2013-05-29 03:00 | 2013 | 5 | 29 | 3 | 4 | 0 | #DIV/0!
2013-05-29 | 2013-05-29 04:00 | 2013 | 5 | 29 | 4 | 4 | 0 | #DIV/0!
2013-05-29 | 2013-05-29 05:00 | 2013 | 5 | 29 | 5 | 4 | 0 | #DIV/0!
2013-05-29 | 2013-05-29 06:00 | 2013 | 5 | 29 | 6 | 4 | 0 | #DIV/0!
2013-05-29 | 2013-05-29 07:00 | 2013 | 5 | 29 | 7 | 4 | 0 | #DIV/0!
2013-05-29 | 2013-05-29 08:00 | 2013 | 5 | 29 | 8 | 4 | 0 | #DIV/0!
2013-05-29 | 2013-05-29 09:00 | 2013 | 5 | 29 | 9 | 4 | 0 | #DIV/0!
2013-05-29 | 2013-05-29 10:00 | 2013 | 5 | 29 | 10 | 4 | 0 | #DIV/0!
2013-05-29 | 2013-05-29 11:00 | 2013 | 5 | 29 | 11 | 4 | 0 | #DIV/0!
2013-05-29 | 2013-05-29 12:00 | 2013 | 5 | 29 | 12 | 4 | 0 | #DIV/0!
2013-05-29 | 2013-05-29 13:00 | 2013 | 5 | 29 | 13 | 4 | 0 | #DIV/0!
2013-05-29 | 2013-05-29 14:00 | 2013 | 5 | 29 | 14 | 4 | 0 | #DIV/0!
2013-05-29 | 2013-05-29 15:00 | 2013 | 5 | 29 | 15 | 4 | 0 | #DIV/0!
2013-05-29 | 2013-05-29 16:00 | 2013 | 5 | 29 | 16 | 4 | 0 | #DIV/0!
2013-05-29 | 2013-05-29 17:00 | 2013 | 5 | 29 | 17 | 4 | 0 | #DIV/0!
2013-05-29 | 2013-05-29 18:00 | 2013 | 5 | 29 | 18 | 4 | 0 | #DIV/0!
2013-05-29 | 2013-05-29 19:00 | 2013 | 5 | 29 | 19 | 4 | 0 | #DIV/0!
2013-05-29 | 2013-05-29 20:00 | 2013 | 5 | 29 | 20 | 4 | 0 | #DIV/0!
2013-05-29 | 2013-05-29 21:00 | 2013 | 5 | 29 | 21 | 4 | 0 | #DIV/0!
2013-05-29 | 2013-05-29 22:00 | 2013 | 5 | 29 | 22 | 4 | 0 | #DIV/0!
2013-05-29 | 2013-05-29 23:00 | 2013 | 5 | 29 | 23 | 4 | 0 | #DIV/0!
2013-05-30 | 2013-05-30 | 2013 | 5 | 30 | 24 | 5 | 0 | #DIV/0!
2013-05-30 | 2013-05-30 01:00 | 2013 | 5 | 30 | 1 | 5 | 0 | #DIV/0!
2013-05-30 | 2013-05-30 02:00 | 2013 | 5 | 30 | 2 | 5 | 0 | #DIV/0!
2013-05-30 | 2013-05-30 03:00 | 2013 | 5 | 30 | 3 | 5 | 0 | #DIV/0!
2013-05-30 | 2013-05-30 04:00 | 2013 | 5 | 30 | 4 | 5 | 0 | #DIV/0!
2013-05-30 | 2013-05-30 05:00 | 2013 | 5 | 30 | 5 | 5 | 0 | #DIV/0!
2013-05-30 | 2013-05-30 06:00 | 2013 | 5 | 30 | 6 | 5 | 0 | #DIV/0!
2013-05-30 | 2013-05-30 07:00 | 2013 | 5 | 30 | 7 | 5 | 0 | #DIV/0!
2013-05-30 | 2013-05-30 08:00 | 2013 | 5 | 30 | 8 | 5 | 0 | #DIV/0!
2013-05-30 | 2013-05-30 09:00 | 2013 | 5 | 30 | 9 | 5 | 0 | #DIV/0!
2013-05-30 | 2013-05-30 10:00 | 2013 | 5 | 30 | 10 | 5 | 0 | #DIV/0!
2013-05-30 | 2013-05-30 11:00 | 2013 | 5 | 30 | 11 | 5 | 0 | #DIV/0!
2013-05-30 | 2013-05-30 12:00 | 2013 | 5 | 30 | 12 | 5 | 0 | #DIV/0!
2013-05-30 | 2013-05-30 13:00 | 2013 | 5 | 30 | 13 | 5 | 0 | #DIV/0!
2013-05-30 | 2013-05-30 14:00 | 2013 | 5 | 30 | 14 | 5 | 0 | #DIV/0!
2013-05-30 | 2013-05-30 15:00 | 2013 | 5 | 30 | 15 | 5 | 0 | #DIV/0!
2013-05-30 | 2013-05-30 16:00 | 2013 | 5 | 30 | 16 | 5 | 0 | #DIV/0!
2013-05-30 | 2013-05-30 17:00 | 2013 | 5 | 30 | 17 | 5 | 0 | #DIV/0!
2013-05-30 | 2013-05-30 18:00 | 2013 | 5 | 30 | 18 | 5 | 0 | #DIV/0!
2013-05-30 | 2013-05-30 19:00 | 2013 | 5 | 30 | 19 | 5 | 0 | #DIV/0!
2013-05-30 | 2013-05-30 20:00 | 2013 | 5 | 30 | 20 | 5 | 0 | #DIV/0!
2013-05-30 | 2013-05-30 21:00 | 2013 | 5 | 30 | 21 | 5 | 0 | #DIV/0!
2013-05-30 | 2013-05-30 22:00 | 2013 | 5 | 30 | 22 | 5 | 0 | #DIV/0!
2013-05-30 | 2013-05-30 23:00 | 2013 | 5 | 30 | 23 | 5 | 0 | #DIV/0!
2013-05-31 | 2013-05-31 | 2013 | 5 | 31 | 24 | 6 | 0 | #DIV/0!
2013-05-31 | 2013-05-31 01:00 | 2013 | 5 | 31 | 1 | 6 | 0 | #DIV/0!
2013-05-31 | 2013-05-31 02:00 | 2013 | 5 | 31 | 2 | 6 | 0 | #DIV/0!
2013-05-31 | 2013-05-31 03:00 | 2013 | 5 | 31 | 3 | 6 | 0 | #DIV/0!
2013-05-31 | 2013-05-31 04:00 | 2013 | 5 | 31 | 4 | 6 | 0 | #DIV/0!
2013-05-31 | 2013-05-31 05:00 | 2013 | 5 | 31 | 5 | 6 | 0 | #DIV/0!
2013-05-31 | 2013-05-31 06:00 | 2013 | 5 | 31 | 6 | 6 | 0 | #DIV/0!
2013-05-31 | 2013-05-31 07:00 | 2013 | 5 | 31 | 7 | 6 | 0 | #DIV/0!
2013-05-31 | 2013-05-31 08:00 | 2013 | 5 | 31 | 8 | 6 | 0 | #DIV/0!
2013-05-31 | 2013-05-31 09:00 | 2013 | 5 | 31 | 9 | 6 | 0 | #DIV/0!
2013-05-31 | 2013-05-31 10:00 | 2013 | 5 | 31 | 10 | 6 | 0 | #DIV/0!
2013-05-31 | 2013-05-31 11:00 | 2013 | 5 | 31 | 11 | 6 | 0 | #DIV/0!
2013-05-31 | 2013-05-31 12:00 | 2013 | 5 | 31 | 12 | 6 | 0 | #DIV/0!
2013-05-31 | 2013-05-31 13:00 | 2013 | 5 | 31 | 13 | 6 | 0 | #DIV/0!
2013-05-31 | 2013-05-31 14:00 | 2013 | 5 | 31 | 14 | 6 | 0 | #DIV/0!
2013-05-31 | 2013-05-31 15:00 | 2013 | 5 | 31 | 15 | 6 | 0 | #DIV/0!
2013-05-31 | 2013-05-31 16:00 | 2013 | 5 | 31 | 16 | 6 | 0 | #DIV/0!
2013-05-31 | 2013-05-31 17:00 | 2013 | 5 | 31 | 17 | 6 | 0 | #DIV/0!
2013-05-31 | 2013-05-31 18:00 | 2013 | 5 | 31 | 18 | 6 | 0 | #DIV/0!
2013-05-31 | 2013-05-31 19:00 | 2013 | 5 | 31 | 19 | 6 | 0 | #DIV/0!
2013-05-31 | 2013-05-31 20:00 | 2013 | 5 | 31 | 20 | 6 | 0 | #DIV/0!
2013-05-31 | 2013-05-31 21:00 | 2013 | 5 | 31 | 21 | 6 | 0 | #DIV/0!
2013-05-31 | 2013-05-31 22:00 | 2013 | 5 | 31 | 22 | 6 | 0 | #DIV/0!
2013-05-31 | 2013-05-31 23:00 | 2013 | 5 | 31 | 23 | 6 | 0 | #DIV/0!
2013-06-01 | 2013-06-01 | 2013 | 6 | 1 | 24 | 7 | 0 | #DIV/0!
2013-06-01 | 2013-06-01 01:00 | 2013 | 6 | 1 | 1 | 7 | 0 | #DIV/0!
2013-06-01 | 2013-06-01 02:00 | 2013 | 6 | 1 | 2 | 7 | 0 | #DIV/0!
2013-06-01 | 2013-06-01 03:00 | 2013 | 6 | 1 | 3 | 7 | 0 | #DIV/0!
2013-06-01 | 2013-06-01 04:00 | 2013 | 6 | 1 | 4 | 7 | 0 | #DIV/0!
2013-06-01 | 2013-06-01 05:00 | 2013 | 6 | 1 | 5 | 7 | 0 | #DIV/0!
2013-06-01 | 2013-06-01 06:00 | 2013 | 6 | 1 | 6 | 7 | 0 | #DIV/0!
2013-06-01 | 2013-06-01 07:00 | 2013 | 6 | 1 | 7 | 7 | 0 | #DIV/0!
2013-06-01 | 2013-06-01 08:00 | 2013 | 6 | 1 | 8 | 7 | 0 | #DIV/0!
2013-06-01 | 2013-06-01 09:00 | 2013 | 6 | 1 | 9 | 7 | 0 | #DIV/0!
2013-06-01 | 2013-06-01 10:00 | 2013 | 6 | 1 | 10 | 7 | 0 | #DIV/0!
2013-06-01 | 2013-06-01 11:00 | 2013 | 6 | 1 | 11 | 7 | 0 | #DIV/0!
2013-06-01 | 2013-06-01 12:00 | 2013 | 6 | 1 | 12 | 7 | 0 | #DIV/0!
2013-06-01 | 2013-06-01 13:00 | 2013 | 6 | 1 | 13 | 7 | 0 | #DIV/0!
2013-06-01 | 2013-06-01 14:00 | 2013 | 6 | 1 | 14 | 7 | 0 | #DIV/0!
2013-06-01 | 2013-06-01 15:00 | 2013 | 6 | 1 | 15 | 7 | 0 | #DIV/0!
2013-06-01 | 2013-06-01 16:00 | 2013 | 6 | 1 | 16 | 7 | 0 | #DIV/0!
2013-06-01 | 2013-06-01 17:00 | 2013 | 6 | 1 | 17 | 7 | 0 | #DIV/0!
2013-06-01 | 2013-06-01 18:00 | 2013 | 6 | 1 | 18 | 7 | 0 | #DIV/0!
2013-06-01 | 2013-06-01 19:00 | 2013 | 6 | 1 | 19 | 7 | 0 | #DIV/0!
2013-06-01 | 2013-06-01 20:00 | 2013 | 6 | 1 | 20 | 7 | 0 | #DIV/0!
2013-06-01 | 2013-06-01 21:00 | 2013 | 6 | 1 | 21 | 7 | 0 | #DIV/0!
2013-06-01 | 2013-06-01 22:00 | 2013 | 6 | 1 | 22 | 7 | 0 | #DIV/0!
2013-06-01 | 2013-06-01 23:00 | 2013 | 6 | 1 | 23 | 7 | 0 | #DIV/0!
2013-06-02 | 2013-06-02 | 2013 | 6 | 2 | 24 | 1 | 0 | #DIV/0!
2013-06-02 | 2013-06-02 01:00 | 2013 | 6 | 2 | 1 | 1 | 0 | #DIV/0!
2013-06-02 | 2013-06-02 02:00 | 2013 | 6 | 2 | 2 | 1 | 0 | #DIV/0!
2013-06-02 | 2013-06-02 03:00 | 2013 | 6 | 2 | 3 | 1 | 0 | #DIV/0!
2013-06-02 | 2013-06-02 04:00 | 2013 | 6 | 2 | 4 | 1 | 0 | #DIV/0!
2013-06-02 | 2013-06-02 05:00 | 2013 | 6 | 2 | 5 | 1 | 0 | #DIV/0!
2013-06-02 | 2013-06-02 06:00 | 2013 | 6 | 2 | 6 | 1 | 0 | #DIV/0!
2013-06-02 | 2013-06-02 07:00 | 2013 | 6 | 2 | 7 | 1 | 0 | #DIV/0!
2013-06-02 | 2013-06-02 08:00 | 2013 | 6 | 2 | 8 | 1 | 0 | #DIV/0!
2013-06-02 | 2013-06-02 09:00 | 2013 | 6 | 2 | 9 | 1 | 0 | #DIV/0!
2013-06-02 | 2013-06-02 10:00 | 2013 | 6 | 2 | 10 | 1 | 0 | #DIV/0!
2013-06-02 | 2013-06-02 11:00 | 2013 | 6 | 2 | 11 | 1 | 0 | #DIV/0!
2013-06-02 | 2013-06-02 12:00 | 2013 | 6 | 2 | 12 | 1 | 0 | #DIV/0!
2013-06-02 | 2013-06-02 13:00 | 2013 | 6 | 2 | 13 | 1 | 0 | #DIV/0!
2013-06-02 | 2013-06-02 14:00 | 2013 | 6 | 2 | 14 | 1 | 0 | #DIV/0!
2013-06-02 | 2013-06-02 15:00 | 2013 | 6 | 2 | 15 | 1 | 0 | #DIV/0!
2013-06-02 | 2013-06-02 16:00 | 2013 | 6 | 2 | 16 | 1 | 0 | #DIV/0!
2013-06-02 | 2013-06-02 17:00 | 2013 | 6 | 2 | 17 | 1 | 0 | #DIV/0!
2013-06-02 | 2013-06-02 18:00 | 2013 | 6 | 2 | 18 | 1 | 0 | #DIV/0!
2013-06-02 | 2013-06-02 19:00 | 2013 | 6 | 2 | 19 | 1 | 0 | #DIV/0!
2013-06-02 | 2013-06-02 20:00 | 2013 | 6 | 2 | 20 | 1 | 0 | #DIV/0!
2013-06-02 | 2013-06-02 21:00 | 2013 | 6 | 2 | 21 | 1 | 0 | #DIV/0!
2013-06-02 | 2013-06-02 22:00 | 2013 | 6 | 2 | 22 | 1 | 0 | #DIV/0!
2013-06-02 | 2013-06-02 23:00 | 2013 | 6 | 2 | 23 | 1 | 0 | #DIV/0!
2013-06-03 | 2013-06-03 | 2013 | 6 | 3 | 24 | 2 | 0 | #DIV/0!
2013-06-03 | 2013-06-03 01:00 | 2013 | 6 | 3 | 1 | 2 | 0 | #DIV/0!
2013-06-03 | 2013-06-03 02:00 | 2013 | 6 | 3 | 2 | 2 | 0 | #DIV/0!
2013-06-03 | 2013-06-03 03:00 | 2013 | 6 | 3 | 3 | 2 | 0 | #DIV/0!
2013-06-03 | 2013-06-03 04:00 | 2013 | 6 | 3 | 4 | 2 | 0 | #DIV/0!
2013-06-03 | 2013-06-03 05:00 | 2013 | 6 | 3 | 5 | 2 | 0 | #DIV/0!
2013-06-03 | 2013-06-03 06:00 | 2013 | 6 | 3 | 6 | 2 | 0 | #DIV/0!
2013-06-03 | 2013-06-03 07:00 | 2013 | 6 | 3 | 7 | 2 | 0 | #DIV/0!
2013-06-03 | 2013-06-03 08:00 | 2013 | 6 | 3 | 8 | 2 | 0 | #DIV/0!
2013-06-03 | 2013-06-03 09:00 | 2013 | 6 | 3 | 9 | 2 | 0 | #DIV/0!
2013-06-03 | 2013-06-03 10:00 | 2013 | 6 | 3 | 10 | 2 | 0 | #DIV/0!
2013-06-03 | 2013-06-03 11:00 | 2013 | 6 | 3 | 11 | 2 | 0 | #DIV/0!
2013-06-03 | 2013-06-03 12:00 | 2013 | 6 | 3 | 12 | 2 | 0 | #DIV/0!
2013-06-03 | 2013-06-03 13:00 | 2013 | 6 | 3 | 13 | 2 | 0 | #DIV/0!
2013-06-03 | 2013-06-03 14:00 | 2013 | 6 | 3 | 14 | 2 | 0 | #DIV/0!
2013-06-03 | 2013-06-03 15:00 | 2013 | 6 | 3 | 15 | 2 | 0 | #DIV/0!
2013-06-03 | 2013-06-03 16:00 | 2013 | 6 | 3 | 16 | 2 | 0 | #DIV/0!
2013-06-03 | 2013-06-03 17:00 | 2013 | 6 | 3 | 17 | 2 | 0 | #DIV/0!
2013-06-03 | 2013-06-03 18:00 | 2013 | 6 | 3 | 18 | 2 | 0 | #DIV/0!
2013-06-03 | 2013-06-03 19:00 | 2013 | 6 | 3 | 19 | 2 | 0 | #DIV/0!
2013-06-03 | 2013-06-03 20:00 | 2013 | 6 | 3 | 20 | 2 | 0 | #DIV/0!
2013-06-03 | 2013-06-03 21:00 | 2013 | 6 | 3 | 21 | 2 | 0 | #DIV/0!
2013-06-03 | 2013-06-03 22:00 | 2013 | 6 | 3 | 22 | 2 | 0 | #DIV/0!
2013-06-03 | 2013-06-03 23:00 | 2013 | 6 | 3 | 23 | 2 | 0 | #DIV/0!
2013-06-04 | 2013-06-04 | 2013 | 6 | 4 | 24 | 3 | 0 | #DIV/0!
2013-06-04 | 2013-06-04 01:00 | 2013 | 6 | 4 | 1 | 3 | 0 | #DIV/0!
2013-06-04 | 2013-06-04 02:00 | 2013 | 6 | 4 | 2 | 3 | 0 | #DIV/0!
2013-06-04 | 2013-06-04 03:00 | 2013 | 6 | 4 | 3 | 3 | 0 | #DIV/0!
2013-06-04 | 2013-06-04 04:00 | 2013 | 6 | 4 | 4 | 3 | 0 | #DIV/0!
2013-06-04 | 2013-06-04 05:00 | 2013 | 6 | 4 | 5 | 3 | 0 | #DIV/0!
2013-06-04 | 2013-06-04 06:00 | 2013 | 6 | 4 | 6 | 3 | 0 | #DIV/0!
2013-06-04 | 2013-06-04 07:00 | 2013 | 6 | 4 | 7 | 3 | 0 | #DIV/0!
2013-06-04 | 2013-06-04 08:00 | 2013 | 6 | 4 | 8 | 3 | 0 | #DIV/0!
2013-06-04 | 2013-06-04 09:00 | 2013 | 6 | 4 | 9 | 3 | 0 | #DIV/0!
2013-06-04 | 2013-06-04 10:00 | 2013 | 6 | 4 | 10 | 3 | 0 | #DIV/0!
2013-06-04 | 2013-06-04 11:00 | 2013 | 6 | 4 | 11 | 3 | 0 | #DIV/0!
2013-06-04 | 2013-06-04 12:00 | 2013 | 6 | 4 | 12 | 3 | 0 | #DIV/0!
2013-06-04 | 2013-06-04 13:00 | 2013 | 6 | 4 | 13 | 3 | 0 | #DIV/0!
2013-06-04 | 2013-06-04 14:00 | 2013 | 6 | 4 | 14 | 3 | 0 | #DIV/0!
2013-06-04 | 2013-06-04 15:00 | 2013 | 6 | 4 | 15 | 3 | 0 | #DIV/0!
2013-06-04 | 2013-06-04 16:00 | 2013 | 6 | 4 | 16 | 3 | 0 | #DIV/0!
2013-06-04 | 2013-06-04 17:00 | 2013 | 6 | 4 | 17 | 3 | 0 | #DIV/0!
2013-06-04 | 2013-06-04 18:00 | 2013 | 6 | 4 | 18 | 3 | 0 | #DIV/0!
2013-06-04 | 2013-06-04 19:00 | 2013 | 6 | 4 | 19 | 3 | 0 | #DIV/0!
2013-06-04 | 2013-06-04 20:00 | 2013 | 6 | 4 | 20 | 3 | 0 | #DIV/0!
2013-06-04 | 2013-06-04 21:00 | 2013 | 6 | 4 | 21 | 3 | 0 | #DIV/0!
2013-06-04 | 2013-06-04 22:00 | 2013 | 6 | 4 | 22 | 3 | 0 | #DIV/0!
2013-06-04 | 2013-06-04 23:00 | 2013 | 6 | 4 | 23 | 3 | 0 | #DIV/0!
2013-06-05 | 2013-06-05 | 2013 | 6 | 5 | 24 | 4 | 0 | #DIV/0!
2013-06-05 | 2013-06-05 01:00 | 2013 | 6 | 5 | 1 | 4 | 0 | #DIV/0!
2013-06-05 | 2013-06-05 02:00 | 2013 | 6 | 5 | 2 | 4 | 0 | #DIV/0!
2013-06-05 | 2013-06-05 03:00 | 2013 | 6 | 5 | 3 | 4 | 0 | #DIV/0!
2013-06-05 | 2013-06-05 04:00 | 2013 | 6 | 5 | 4 | 4 | 0 | #DIV/0!
2013-06-05 | 2013-06-05 05:00 | 2013 | 6 | 5 | 5 | 4 | 0 | #DIV/0!
2013-06-05 | 2013-06-05 06:00 | 2013 | 6 | 5 | 6 | 4 | 0 | #DIV/0!
2013-06-05 | 2013-06-05 07:00 | 2013 | 6 | 5 | 7 | 4 | 0 | #DIV/0!
2013-06-05 | 2013-06-05 08:00 | 2013 | 6 | 5 | 8 | 4 | 0 | #DIV/0!
2013-06-05 | 2013-06-05 09:00 | 2013 | 6 | 5 | 9 | 4 | 0 | #DIV/0!
2013-06-05 | 2013-06-05 10:00 | 2013 | 6 | 5 | 10 | 4 | 0 | #DIV/0!
2013-06-05 | 2013-06-05 11:00 | 2013 | 6 | 5 | 11 | 4 | 0 | #DIV/0!
2013-06-05 | 2013-06-05 12:00 | 2013 | 6 | 5 | 12 | 4 | 0 | #DIV/0!
2013-06-05 | 2013-06-05 13:00 | 2013 | 6 | 5 | 13 | 4 | 0 | #DIV/0!
2013-06-05 | 2013-06-05 14:00 | 2013 | 6 | 5 | 14 | 4 | 0 | #DIV/0!
2013-06-05 | 2013-06-05 15:00 | 2013 | 6 | 5 | 15 | 4 | 0 | #DIV/0!
2013-06-05 | 2013-06-05 16:00 | 2013 | 6 | 5 | 16 | 4 | 0 | #DIV/0!
2013-06-05 | 2013-06-05 17:00 | 2013 | 6 | 5 | 17 | 4 | 0 | #DIV/0!
2013-06-05 | 2013-06-05 18:00 | 2013 | 6 | 5 | 18 | 4 | 0 | #DIV/0!
2013-06-05 | 2013-06-05 19:00 | 2013 | 6 | 5 | 19 | 4 | 0 | #DIV/0!
2013-06-05 | 2013-06-05 20:00 | 2013 | 6 | 5 | 20 | 4 | 0 | #DIV/0!
2013-06-05 | 2013-06-05 21:00 | 2013 | 6 | 5 | 21 | 4 | 0 | #DIV/0!
2013-06-05 | 2013-06-05 22:00 | 2013 | 6 | 5 | 22 | 4 | 0 | #DIV/0!
2013-06-05 | 2013-06-05 23:00 | 2013 | 6 | 5 | 23 | 4 | 0 | #DIV/0!
2013-06-06 | 2013-06-06 | 2013 | 6 | 6 | 24 | 5 | 0 | #DIV/0!
2013-06-06 | 2013-06-06 01:00 | 2013 | 6 | 6 | 1 | 5 | 0 | #DIV/0!
2013-06-06 | 2013-06-06 02:00 | 2013 | 6 | 6 | 2 | 5 | 0 | #DIV/0!
2013-06-06 | 2013-06-06 03:00 | 2013 | 6 | 6 | 3 | 5 | 0 | #DIV/0!
2013-06-06 | 2013-06-06 04:00 | 2013 | 6 | 6 | 4 | 5 | 0 | #DIV/0!
2013-06-06 | 2013-06-06 05:00 | 2013 | 6 | 6 | 5 | 5 | 0 | #DIV/0!
2013-06-06 | 2013-06-06 06:00 | 2013 | 6 | 6 | 6 | 5 | 0 | #DIV/0!
2013-06-06 | 2013-06-06 07:00 | 2013 | 6 | 6 | 7 | 5 | 0 | #DIV/0!
2013-06-06 | 2013-06-06 08:00 | 2013 | 6 | 6 | 8 | 5 | 0 | #DIV/0!
2013-06-06 | 2013-06-06 09:00 | 2013 | 6 | 6 | 9 | 5 | 0 | #DIV/0!
2013-06-06 | 2013-06-06 10:00 | 2013 | 6 | 6 | 10 | 5 | 0 | #DIV/0!
2013-06-06 | 2013-06-06 11:00 | 2013 | 6 | 6 | 11 | 5 | 0 | #DIV/0!
2013-06-06 | 2013-06-06 12:00 | 2013 | 6 | 6 | 12 | 5 | 0 | #DIV/0!
2013-06-06 | 2013-06-06 13:00 | 2013 | 6 | 6 | 13 | 5 | 0 | #DIV/0!
2013-06-06 | 2013-06-06 14:00 | 2013 | 6 | 6 | 14 | 5 | 0 | #DIV/0!
2013-06-06 | 2013-06-06 15:00 | 2013 | 6 | 6 | 15 | 5 | 0 | #DIV/0!
2013-06-06 | 2013-06-06 16:00 | 2013 | 6 | 6 | 16 | 5 | 0 | #DIV/0!
2013-06-06 | 2013-06-06 17:00 | 2013 | 6 | 6 | 17 | 5 | 0 | #DIV/0!
2013-06-06 | 2013-06-06 18:00 | 2013 | 6 | 6 | 18 | 5 | 0 | #DIV/0!
2013-06-06 | 2013-06-06 19:00 | 2013 | 6 | 6 | 19 | 5 | 0 | #DIV/0!
2013-06-06 | 2013-06-06 20:00 | 2013 | 6 | 6 | 20 | 5 | 0 | #DIV/0!
2013-06-06 | 2013-06-06 21:00 | 2013 | 6 | 6 | 21 | 5 | 0 | #DIV/0!
2013-06-06 | 2013-06-06 22:00 | 2013 | 6 | 6 | 22 | 5 | 0 | #DIV/0!
2013-06-06 | 2013-06-06 23:00 | 2013 | 6 | 6 | 23 | 5 | 0 | #DIV/0!
2013-06-07 | 2013-06-07 | 2013 | 6 | 7 | 24 | 6 | 0 | #DIV/0!
2013-06-07 | 2013-06-07 01:00 | 2013 | 6 | 7 | 1 | 6 | 0 | #DIV/0!
2013-06-07 | 2013-06-07 02:00 | 2013 | 6 | 7 | 2 | 6 | 0 | #DIV/0!
2013-06-07 | 2013-06-07 03:00 | 2013 | 6 | 7 | 3 | 6 | 0 | #DIV/0!
2013-06-07 | 2013-06-07 04:00 | 2013 | 6 | 7 | 4 | 6 | 0 | #DIV/0!
2013-06-07 | 2013-06-07 05:00 | 2013 | 6 | 7 | 5 | 6 | 0 | #DIV/0!
2013-06-07 | 2013-06-07 06:00 | 2013 | 6 | 7 | 6 | 6 | 0 | #DIV/0!
2013-06-07 | 2013-06-07 07:00 | 2013 | 6 | 7 | 7 | 6 | 0 | #DIV/0!
2013-06-07 | 2013-06-07 08:00 | 2013 | 6 | 7 | 8 | 6 | 0 | #DIV/0!
2013-06-07 | 2013-06-07 09:00 | 2013 | 6 | 7 | 9 | 6 | 0 | #DIV/0!
2013-06-07 | 2013-06-07 10:00 | 2013 | 6 | 7 | 10 | 6 | 0 | #DIV/0!
2013-06-07 | 2013-06-07 11:00 | 2013 | 6 | 7 | 11 | 6 | 0 | #DIV/0!
2013-06-07 | 2013-06-07 12:00 | 2013 | 6 | 7 | 12 | 6 | 0 | #DIV/0!
2013-06-07 | 2013-06-07 13:00 | 2013 | 6 | 7 | 13 | 6 | 0 | #DIV/0!
2013-06-07 | 2013-06-07 14:00 | 2013 | 6 | 7 | 14 | 6 | 0 | #DIV/0!
2013-06-07 | 2013-06-07 15:00 | 2013 | 6 | 7 | 15 | 6 | 0 | #DIV/0!
2013-06-07 | 2013-06-07 16:00 | 2013 | 6 | 7 | 16 | 6 | 0 | #DIV/0!
2013-06-07 | 2013-06-07 17:00 | 2013 | 6 | 7 | 17 | 6 | 0 | #DIV/0!
2013-06-07 | 2013-06-07 18:00 | 2013 | 6 | 7 | 18 | 6 | 0 | #DIV/0!
2013-06-07 | 2013-06-07 19:00 | 2013 | 6 | 7 | 19 | 6 | 0 | #DIV/0!
2013-06-07 | 2013-06-07 20:00 | 2013 | 6 | 7 | 20 | 6 | 0 | #DIV/0!
2013-06-07 | 2013-06-07 21:00 | 2013 | 6 | 7 | 21 | 6 | 0 | #DIV/0!
2013-06-07 | 2013-06-07 22:00 | 2013 | 6 | 7 | 22 | 6 | 0 | #DIV/0!
2013-06-07 | 2013-06-07 23:00 | 2013 | 6 | 7 | 23 | 6 | 0 | #DIV/0!
2013-06-08 | 2013-06-08 | 2013 | 6 | 8 | 24 | 7 | 0 | #DIV/0!
2013-06-08 | 2013-06-08 01:00 | 2013 | 6 | 8 | 1 | 7 | 0 | #DIV/0!
2013-06-08 | 2013-06-08 02:00 | 2013 | 6 | 8 | 2 | 7 | 0 | #DIV/0!
2013-06-08 | 2013-06-08 03:00 | 2013 | 6 | 8 | 3 | 7 | 0 | #DIV/0!
2013-06-08 | 2013-06-08 04:00 | 2013 | 6 | 8 | 4 | 7 | 0 | #DIV/0!
2013-06-08 | 2013-06-08 05:00 | 2013 | 6 | 8 | 5 | 7 | 0 | #DIV/0!
2013-06-08 | 2013-06-08 06:00 | 2013 | 6 | 8 | 6 | 7 | 0 | #DIV/0!
2013-06-08 | 2013-06-08 07:00 | 2013 | 6 | 8 | 7 | 7 | 0 | #DIV/0!
2013-06-08 | 2013-06-08 08:00 | 2013 | 6 | 8 | 8 | 7 | 0 | #DIV/0!
2013-06-08 | 2013-06-08 09:00 | 2013 | 6 | 8 | 9 | 7 | 0 | #DIV/0!
2013-06-08 | 2013-06-08 10:00 | 2013 | 6 | 8 | 10 | 7 | 0 | #DIV/0!
2013-06-08 | 2013-06-08 11:00 | 2013 | 6 | 8 | 11 | 7 | 0 | #DIV/0!
2013-06-08 | 2013-06-08 12:00 | 2013 | 6 | 8 | 12 | 7 | 0 | #DIV/0!
2013-06-08 | 2013-06-08 13:00 | 2013 | 6 | 8 | 13 | 7 | 0 | #DIV/0!
2013-06-08 | 2013-06-08 14:00 | 2013 | 6 | 8 | 14 | 7 | 0 | #DIV/0!
2013-06-08 | 2013-06-08 15:00 | 2013 | 6 | 8 | 15 | 7 | 0 | #DIV/0!
2013-06-08 | 2013-06-08 16:00 | 2013 | 6 | 8 | 16 | 7 | 0 | #DIV/0!
2013-06-08 | 2013-06-08 17:00 | 2013 | 6 | 8 | 17 | 7 | 0 | #DIV/0!
2013-06-08 | 2013-06-08 18:00 | 2013 | 6 | 8 | 18 | 7 | 0 | #DIV/0!
2013-06-08 | 2013-06-08 19:00 | 2013 | 6 | 8 | 19 | 7 | 0 | #DIV/0!
2013-06-08 | 2013-06-08 20:00 | 2013 | 6 | 8 | 20 | 7 | 0 | #DIV/0!
2013-06-08 | 2013-06-08 21:00 | 2013 | 6 | 8 | 21 | 7 | 0 | #DIV/0!
2013-06-08 | 2013-06-08 22:00 | 2013 | 6 | 8 | 22 | 7 | 0 | #DIV/0!
2013-06-08 | 2013-06-08 23:00 | 2013 | 6 | 8 | 23 | 7 | 0 | #DIV/0!
2013-06-09 | 2013-06-09 | 2013 | 6 | 9 | 24 | 1 | 0 | #DIV/0!
2013-06-09 | 2013-06-09 01:00 | 2013 | 6 | 9 | 1 | 1 | 0 | #DIV/0!
2013-06-09 | 2013-06-09 02:00 | 2013 | 6 | 9 | 2 | 1 | 0 | #DIV/0!
2013-06-09 | 2013-06-09 03:00 | 2013 | 6 | 9 | 3 | 1 | 0 | #DIV/0!
2013-06-09 | 2013-06-09 04:00 | 2013 | 6 | 9 | 4 | 1 | 0 | #DIV/0!
2013-06-09 | 2013-06-09 05:00 | 2013 | 6 | 9 | 5 | 1 | 0 | #DIV/0!
2013-06-09 | 2013-06-09 06:00 | 2013 | 6 | 9 | 6 | 1 | 0 | #DIV/0!
2013-06-09 | 2013-06-09 07:00 | 2013 | 6 | 9 | 7 | 1 | 0 | #DIV/0!
2013-06-09 | 2013-06-09 08:00 | 2013 | 6 | 9 | 8 | 1 | 0 | #DIV/0!
2013-06-09 | 2013-06-09 09:00 | 2013 | 6 | 9 | 9 | 1 | 0 | #DIV/0!
2013-06-09 | 2013-06-09 10:00 | 2013 | 6 | 9 | 10 | 1 | 0 | #DIV/0!
2013-06-09 | 2013-06-09 11:00 | 2013 | 6 | 9 | 11 | 1 | 0 | #DIV/0!
2013-06-09 | 2013-06-09 12:00 | 2013 | 6 | 9 | 12 | 1 | 0 | #DIV/0!
2013-06-09 | 2013-06-09 13:00 | 2013 | 6 | 9 | 13 | 1 | 0 | #DIV/0!
2013-06-09 | 2013-06-09 14:00 | 2013 | 6 | 9 | 14 | 1 | 0 | #DIV/0!
2013-06-09 | 2013-06-09 15:00 | 2013 | 6 | 9 | 15 | 1 | 0 | #DIV/0!
2013-06-09 | 2013-06-09 16:00 | 2013 | 6 | 9 | 16 | 1 | 0 | #DIV/0!
2013-06-09 | 2013-06-09 17:00 | 2013 | 6 | 9 | 17 | 1 | 0 | #DIV/0!
2013-06-09 | 2013-06-09 18:00 | 2013 | 6 | 9 | 18 | 1 | 0 | #DIV/0!
2013-06-09 | 2013-06-09 19:00 | 2013 | 6 | 9 | 19 | 1 | 0 | #DIV/0!
2013-06-09 | 2013-06-09 20:00 | 2013 | 6 | 9 | 20 | 1 | 0 | #DIV/0!
2013-06-09 | 2013-06-09 21:00 | 2013 | 6 | 9 | 21 | 1 | 0 | #DIV/0!
2013-06-09 | 2013-06-09 22:00 | 2013 | 6 | 9 | 22 | 1 | 0 | #DIV/0!
2013-06-09 | 2013-06-09 23:00 | 2013 | 6 | 9 | 23 | 1 | 0 | #DIV/0!
2013-06-10 | 2013-06-10 | 2013 | 6 | 10 | 24 | 2 | 0 | #DIV/0!
2013-06-10 | 2013-06-10 01:00 | 2013 | 6 | 10 | 1 | 2 | 0 | #DIV/0!
2013-06-10 | 2013-06-10 02:00 | 2013 | 6 | 10 | 2 | 2 | 0 | #DIV/0!
2013-06-10 | 2013-06-10 03:00 | 2013 | 6 | 10 | 3 | 2 | 0 | #DIV/0!
2013-06-10 | 2013-06-10 04:00 | 2013 | 6 | 10 | 4 | 2 | 0 | #DIV/0!
2013-06-10 | 2013-06-10 05:00 | 2013 | 6 | 10 | 5 | 2 | 0 | #DIV/0!
2013-06-10 | 2013-06-10 06:00 | 2013 | 6 | 10 | 6 | 2 | 0 | #DIV/0!
2013-06-10 | 2013-06-10 07:00 | 2013 | 6 | 10 | 7 | 2 | 0 | #DIV/0!
2013-06-10 | 2013-06-10 08:00 | 2013 | 6 | 10 | 8 | 2 | 0 | #DIV/0!
2013-06-10 | 2013-06-10 09:00 | 2013 | 6 | 10 | 9 | 2 | 0 | #DIV/0!
2013-06-10 | 2013-06-10 10:00 | 2013 | 6 | 10 | 10 | 2 | 0 | #DIV/0!
2013-06-10 | 2013-06-10 11:00 | 2013 | 6 | 10 | 11 | 2 | 0 | #DIV/0!
2013-06-10 | 2013-06-10 12:00 | 2013 | 6 | 10 | 12 | 2 | 0 | #DIV/0!
2013-06-10 | 2013-06-10 13:00 | 2013 | 6 | 10 | 13 | 2 | 0 | #DIV/0!
2013-06-10 | 2013-06-10 14:00 | 2013 | 6 | 10 | 14 | 2 | 0 | #DIV/0!
2013-06-10 | 2013-06-10 15:00 | 2013 | 6 | 10 | 15 | 2 | 0 | #DIV/0!
2013-06-10 | 2013-06-10 16:00 | 2013 | 6 | 10 | 16 | 2 | 0 | #DIV/0!
2013-06-10 | 2013-06-10 17:00 | 2013 | 6 | 10 | 17 | 2 | 0 | #DIV/0!
2013-06-10 | 2013-06-10 18:00 | 2013 | 6 | 10 | 18 | 2 | 0 | #DIV/0!
2013-06-10 | 2013-06-10 19:00 | 2013 | 6 | 10 | 19 | 2 | 0 | #DIV/0!
2013-06-10 | 2013-06-10 20:00 | 2013 | 6 | 10 | 20 | 2 | 0 | #DIV/0!
2013-06-10 | 2013-06-10 21:00 | 2013 | 6 | 10 | 21 | 2 | 0 | #DIV/0!
2013-06-10 | 2013-06-10 22:00 | 2013 | 6 | 10 | 22 | 2 | 0 | #DIV/0!
2013-06-10 | 2013-06-10 23:00 | 2013 | 6 | 10 | 23 | 2 | 0 | #DIV/0!
2013-06-11 | 2013-06-11 | 2013 | 6 | 11 | 24 | 3 | 0 | #DIV/0!
2013-06-11 | 2013-06-11 01:00 | 2013 | 6 | 11 | 1 | 3 | 0 | #DIV/0!
2013-06-11 | 2013-06-11 02:00 | 2013 | 6 | 11 | 2 | 3 | 0 | #DIV/0!
2013-06-11 | 2013-06-11 03:00 | 2013 | 6 | 11 | 3 | 3 | 0 | #DIV/0!
2013-06-11 | 2013-06-11 04:00 | 2013 | 6 | 11 | 4 | 3 | 0 | #DIV/0!
2013-06-11 | 2013-06-11 05:00 | 2013 | 6 | 11 | 5 | 3 | 0 | #DIV/0!
2013-06-11 | 2013-06-11 06:00 | 2013 | 6 | 11 | 6 | 3 | 0 | #DIV/0!
2013-06-11 | 2013-06-11 07:00 | 2013 | 6 | 11 | 7 | 3 | 0 | #DIV/0!
2013-06-11 | 2013-06-11 08:00 | 2013 | 6 | 11 | 8 | 3 | 0 | #DIV/0!
2013-06-11 | 2013-06-11 09:00 | 2013 | 6 | 11 | 9 | 3 | 0 | #DIV/0!
2013-06-11 | 2013-06-11 10:00 | 2013 | 6 | 11 | 10 | 3 | 0 | #DIV/0!
2013-06-11 | 2013-06-11 11:00 | 2013 | 6 | 11 | 11 | 3 | 0 | #DIV/0!
2013-06-11 | 2013-06-11 12:00 | 2013 | 6 | 11 | 12 | 3 | 0 | #DIV/0!
2013-06-11 | 2013-06-11 13:00 | 2013 | 6 | 11 | 13 | 3 | 0 | #DIV/0!
2013-06-11 | 2013-06-11 14:00 | 2013 | 6 | 11 | 14 | 3 | 0 | #DIV/0!
2013-06-11 | 2013-06-11 15:00 | 2013 | 6 | 11 | 15 | 3 | 0 | #DIV/0!
2013-06-11 | 2013-06-11 16:00 | 2013 | 6 | 11 | 16 | 3 | 0 | #DIV/0!
2013-06-11 | 2013-06-11 17:00 | 2013 | 6 | 11 | 17 | 3 | 0 | #DIV/0!
2013-06-11 | 2013-06-11 18:00 | 2013 | 6 | 11 | 18 | 3 | 0 | #DIV/0!
2013-06-11 | 2013-06-11 19:00 | 2013 | 6 | 11 | 19 | 3 | 0 | #DIV/0!
2013-06-11 | 2013-06-11 20:00 | 2013 | 6 | 11 | 20 | 3 | 0 | #DIV/0!
2013-06-11 | 2013-06-11 21:00 | 2013 | 6 | 11 | 21 | 3 | 0 | #DIV/0!
2013-06-11 | 2013-06-11 22:00 | 2013 | 6 | 11 | 22 | 3 | 0 | #DIV/0!
2013-06-11 | 2013-06-11 23:00 | 2013 | 6 | 11 | 23 | 3 | 0 | #DIV/0!
2013-06-12 | 2013-06-12 | 2013 | 6 | 12 | 24 | 4 | 0 | #DIV/0!
2013-06-12 | 2013-06-12 01:00 | 2013 | 6 | 12 | 1 | 4 | 0 | #DIV/0!
2013-06-12 | 2013-06-12 02:00 | 2013 | 6 | 12 | 2 | 4 | 0 | #DIV/0!
2013-06-12 | 2013-06-12 03:00 | 2013 | 6 | 12 | 3 | 4 | 0 | #DIV/0!
2013-06-12 | 2013-06-12 04:00 | 2013 | 6 | 12 | 4 | 4 | 0 | #DIV/0!
2013-06-12 | 2013-06-12 05:00 | 2013 | 6 | 12 | 5 | 4 | 0 | #DIV/0!
2013-06-12 | 2013-06-12 06:00 | 2013 | 6 | 12 | 6 | 4 | 0 | #DIV/0!
2013-06-12 | 2013-06-12 07:00 | 2013 | 6 | 12 | 7 | 4 | 0 | #DIV/0!
2013-06-12 | 2013-06-12 08:00 | 2013 | 6 | 12 | 8 | 4 | 0 | #DIV/0!
2013-06-12 | 2013-06-12 09:00 | 2013 | 6 | 12 | 9 | 4 | 0 | #DIV/0!
2013-06-12 | 2013-06-12 10:00 | 2013 | 6 | 12 | 10 | 4 | 0 | #DIV/0!
2013-06-12 | 2013-06-12 11:00 | 2013 | 6 | 12 | 11 | 4 | 0 | #DIV/0!
2013-06-12 | 2013-06-12 12:00 | 2013 | 6 | 12 | 12 | 4 | 0 | #DIV/0!
2013-06-12 | 2013-06-12 13:00 | 2013 | 6 | 12 | 13 | 4 | 0 | #DIV/0!
2013-06-12 | 2013-06-12 14:00 | 2013 | 6 | 12 | 14 | 4 | 0 | #DIV/0!
2013-06-12 | 2013-06-12 15:00 | 2013 | 6 | 12 | 15 | 4 | 0 | #DIV/0!
2013-06-12 | 2013-06-12 16:00 | 2013 | 6 | 12 | 16 | 4 | 0 | #DIV/0!
2013-06-12 | 2013-06-12 17:00 | 2013 | 6 | 12 | 17 | 4 | 0 | #DIV/0!
2013-06-12 | 2013-06-12 18:00 | 2013 | 6 | 12 | 18 | 4 | 0 | #DIV/0!
2013-06-12 | 2013-06-12 19:00 | 2013 | 6 | 12 | 19 | 4 | 0 | #DIV/0!
2013-06-12 | 2013-06-12 20:00 | 2013 | 6 | 12 | 20 | 4 | 0 | #DIV/0!
2013-06-12 | 2013-06-12 21:00 | 2013 | 6 | 12 | 21 | 4 | 0 | #DIV/0!
2013-06-12 | 2013-06-12 22:00 | 2013 | 6 | 12 | 22 | 4 | 0 | #DIV/0!
2013-06-12 | 2013-06-12 23:00 | 2013 | 6 | 12 | 23 | 4 | 0 | #DIV/0!
2013-06-13 | 2013-06-13 | 2013 | 6 | 13 | 24 | 5 | 0 | #DIV/0!
2013-06-13 | 2013-06-13 01:00 | 2013 | 6 | 13 | 1 | 5 | 0 | #DIV/0!
2013-06-13 | 2013-06-13 02:00 | 2013 | 6 | 13 | 2 | 5 | 0 | #DIV/0!
2013-06-13 | 2013-06-13 03:00 | 2013 | 6 | 13 | 3 | 5 | 0 | #DIV/0!
2013-06-13 | 2013-06-13 04:00 | 2013 | 6 | 13 | 4 | 5 | 0 | #DIV/0!
2013-06-13 | 2013-06-13 05:00 | 2013 | 6 | 13 | 5 | 5 | 0 | #DIV/0!
2013-06-13 | 2013-06-13 06:00 | 2013 | 6 | 13 | 6 | 5 | 0 | #DIV/0!
2013-06-13 | 2013-06-13 07:00 | 2013 | 6 | 13 | 7 | 5 | 0 | #DIV/0!
2013-06-13 | 2013-06-13 08:00 | 2013 | 6 | 13 | 8 | 5 | 0 | #DIV/0!
2013-06-13 | 2013-06-13 09:00 | 2013 | 6 | 13 | 9 | 5 | 0 | #DIV/0!
2013-06-13 | 2013-06-13 10:00 | 2013 | 6 | 13 | 10 | 5 | 0 | #DIV/0!
2013-06-13 | 2013-06-13 11:00 | 2013 | 6 | 13 | 11 | 5 | 0 | #DIV/0!
2013-06-13 | 2013-06-13 12:00 | 2013 | 6 | 13 | 12 | 5 | 0 | #DIV/0!
2013-06-13 | 2013-06-13 13:00 | 2013 | 6 | 13 | 13 | 5 | 0 | #DIV/0!
2013-06-13 | 2013-06-13 14:00 | 2013 | 6 | 13 | 14 | 5 | 0 | #DIV/0!
2013-06-13 | 2013-06-13 15:00 | 2013 | 6 | 13 | 15 | 5 | 0 | #DIV/0!
2013-06-13 | 2013-06-13 16:00 | 2013 | 6 | 13 | 16 | 5 | 0 | #DIV/0!
2013-06-13 | 2013-06-13 17:00 | 2013 | 6 | 13 | 17 | 5 | 0 | #DIV/0!
2013-06-13 | 2013-06-13 18:00 | 2013 | 6 | 13 | 18 | 5 | 0 | #DIV/0!
2013-06-13 | 2013-06-13 19:00 | 2013 | 6 | 13 | 19 | 5 | 0 | #DIV/0!
2013-06-13 | 2013-06-13 20:00 | 2013 | 6 | 13 | 20 | 5 | 0 | #DIV/0!
2013-06-13 | 2013-06-13 21:00 | 2013 | 6 | 13 | 21 | 5 | 0 | #DIV/0!
2013-06-13 | 2013-06-13 22:00 | 2013 | 6 | 13 | 22 | 5 | 0 | #DIV/0!
2013-06-13 | 2013-06-13 23:00 | 2013 | 6 | 13 | 23 | 5 | 0 | #DIV/0!
2013-06-14 | 2013-06-14 | 2013 | 6 | 14 | 24 | 6 | 0 | #DIV/0!
2013-06-14 | 2013-06-14 01:00 | 2013 | 6 | 14 | 1 | 6 | 0 | #DIV/0!
2013-06-14 | 2013-06-14 02:00 | 2013 | 6 | 14 | 2 | 6 | 0 | #DIV/0!
2013-06-14 | 2013-06-14 03:00 | 2013 | 6 | 14 | 3 | 6 | 0 | #DIV/0!
2013-06-14 | 2013-06-14 04:00 | 2013 | 6 | 14 | 4 | 6 | 0 | #DIV/0!
2013-06-14 | 2013-06-14 05:00 | 2013 | 6 | 14 | 5 | 6 | 0 | #DIV/0!
2013-06-14 | 2013-06-14 06:00 | 2013 | 6 | 14 | 6 | 6 | 0 | #DIV/0!
2013-06-14 | 2013-06-14 07:00 | 2013 | 6 | 14 | 7 | 6 | 0 | #DIV/0!
2013-06-14 | 2013-06-14 08:00 | 2013 | 6 | 14 | 8 | 6 | 0 | #DIV/0!
2013-06-14 | 2013-06-14 09:00 | 2013 | 6 | 14 | 9 | 6 | 0 | #DIV/0!
2013-06-14 | 2013-06-14 10:00 | 2013 | 6 | 14 | 10 | 6 | 0 | #DIV/0!
2013-06-14 | 2013-06-14 11:00 | 2013 | 6 | 14 | 11 | 6 | 0 | #DIV/0!
2013-06-14 | 2013-06-14 12:00 | 2013 | 6 | 14 | 12 | 6 | 0 | #DIV/0!
2013-06-14 | 2013-06-14 13:00 | 2013 | 6 | 14 | 13 | 6 | 0 | #DIV/0!
2013-06-14 | 2013-06-14 14:00 | 2013 | 6 | 14 | 14 | 6 | 0 | #DIV/0!
2013-06-14 | 2013-06-14 15:00 | 2013 | 6 | 14 | 15 | 6 | 0 | #DIV/0!
2013-06-14 | 2013-06-14 16:00 | 2013 | 6 | 14 | 16 | 6 | 0 | #DIV/0!
2013-06-14 | 2013-06-14 17:00 | 2013 | 6 | 14 | 17 | 6 | 0 | #DIV/0!
2013-06-14 | 2013-06-14 18:00 | 2013 | 6 | 14 | 18 | 6 | 0 | #DIV/0!
2013-06-14 | 2013-06-14 19:00 | 2013 | 6 | 14 | 19 | 6 | 0 | #DIV/0!
2013-06-14 | 2013-06-14 20:00 | 2013 | 6 | 14 | 20 | 6 | 0 | #DIV/0!
2013-06-14 | 2013-06-14 21:00 | 2013 | 6 | 14 | 21 | 6 | 0 | #DIV/0!
2013-06-14 | 2013-06-14 22:00 | 2013 | 6 | 14 | 22 | 6 | 0 | #DIV/0!
2013-06-14 | 2013-06-14 23:00 | 2013 | 6 | 14 | 23 | 6 | 0 | #DIV/0!
2013-06-15 | 2013-06-15 | 2013 | 6 | 15 | 24 | 7 | 0 | #DIV/0!
2013-06-15 | 2013-06-15 01:00 | 2013 | 6 | 15 | 1 | 7 | 0 | #DIV/0!
2013-06-15 | 2013-06-15 02:00 | 2013 | 6 | 15 | 2 | 7 | 0 | #DIV/0!
2013-06-15 | 2013-06-15 03:00 | 2013 | 6 | 15 | 3 | 7 | 0 | #DIV/0!
2013-06-15 | 2013-06-15 04:00 | 2013 | 6 | 15 | 4 | 7 | 0 | #DIV/0!
2013-06-15 | 2013-06-15 05:00 | 2013 | 6 | 15 | 5 | 7 | 0 | #DIV/0!
2013-06-15 | 2013-06-15 06:00 | 2013 | 6 | 15 | 6 | 7 | 0 | #DIV/0!
2013-06-15 | 2013-06-15 07:00 | 2013 | 6 | 15 | 7 | 7 | 0 | #DIV/0!
2013-06-15 | 2013-06-15 08:00 | 2013 | 6 | 15 | 8 | 7 | 0 | #DIV/0!
2013-06-15 | 2013-06-15 09:00 | 2013 | 6 | 15 | 9 | 7 | 0 | #DIV/0!
2013-06-15 | 2013-06-15 10:00 | 2013 | 6 | 15 | 10 | 7 | 0 | #DIV/0!
2013-06-15 | 2013-06-15 11:00 | 2013 | 6 | 15 | 11 | 7 | 0 | #DIV/0!
2013-06-15 | 2013-06-15 12:00 | 2013 | 6 | 15 | 12 | 7 | 0 | #DIV/0!
2013-06-15 | 2013-06-15 13:00 | 2013 | 6 | 15 | 13 | 7 | 0 | #DIV/0!
2013-06-15 | 2013-06-15 14:00 | 2013 | 6 | 15 | 14 | 7 | 0 | #DIV/0!
2013-06-15 | 2013-06-15 15:00 | 2013 | 6 | 15 | 15 | 7 | 0 | #DIV/0!
2013-06-15 | 2013-06-15 16:00 | 2013 | 6 | 15 | 16 | 7 | 0 | #DIV/0!
2013-06-15 | 2013-06-15 17:00 | 2013 | 6 | 15 | 17 | 7 | 0 | #DIV/0!
2013-06-15 | 2013-06-15 18:00 | 2013 | 6 | 15 | 18 | 7 | 0 | #DIV/0!
2013-06-15 | 2013-06-15 19:00 | 2013 | 6 | 15 | 19 | 7 | 0 | #DIV/0!
2013-06-15 | 2013-06-15 20:00 | 2013 | 6 | 15 | 20 | 7 | 0 | #DIV/0!
2013-06-15 | 2013-06-15 21:00 | 2013 | 6 | 15 | 21 | 7 | 0 | #DIV/0!
2013-06-15 | 2013-06-15 22:00 | 2013 | 6 | 15 | 22 | 7 | 0 | #DIV/0!
2013-06-15 | 2013-06-15 23:00 | 2013 | 6 | 15 | 23 | 7 | 0 | #DIV/0!
2013-06-16 | 2013-06-16 | 2013 | 6 | 16 | 24 | 1 | 0 | #DIV/0!
2013-06-16 | 2013-06-16 01:00 | 2013 | 6 | 16 | 1 | 1 | 0 | #DIV/0!
2013-06-16 | 2013-06-16 02:00 | 2013 | 6 | 16 | 2 | 1 | 0 | #DIV/0!
2013-06-16 | 2013-06-16 03:00 | 2013 | 6 | 16 | 3 | 1 | 0 | #DIV/0!
2013-06-16 | 2013-06-16 04:00 | 2013 | 6 | 16 | 4 | 1 | 0 | #DIV/0!
2013-06-16 | 2013-06-16 05:00 | 2013 | 6 | 16 | 5 | 1 | 0 | #DIV/0!
2013-06-16 | 2013-06-16 06:00 | 2013 | 6 | 16 | 6 | 1 | 0 | #DIV/0!
2013-06-16 | 2013-06-16 07:00 | 2013 | 6 | 16 | 7 | 1 | 0 | #DIV/0!
2013-06-16 | 2013-06-16 08:00 | 2013 | 6 | 16 | 8 | 1 | 0 | #DIV/0!
2013-06-16 | 2013-06-16 09:00 | 2013 | 6 | 16 | 9 | 1 | 0 | #DIV/0!
2013-06-16 | 2013-06-16 10:00 | 2013 | 6 | 16 | 10 | 1 | 0 | #DIV/0!
2013-06-16 | 2013-06-16 11:00 | 2013 | 6 | 16 | 11 | 1 | 0 | #DIV/0!
2013-06-16 | 2013-06-16 12:00 | 2013 | 6 | 16 | 12 | 1 | 0 | #DIV/0!
2013-06-16 | 2013-06-16 13:00 | 2013 | 6 | 16 | 13 | 1 | 0 | #DIV/0!
2013-06-16 | 2013-06-16 14:00 | 2013 | 6 | 16 | 14 | 1 | 0 | #DIV/0!
2013-06-16 | 2013-06-16 15:00 | 2013 | 6 | 16 | 15 | 1 | 0 | #DIV/0!
2013-06-16 | 2013-06-16 16:00 | 2013 | 6 | 16 | 16 | 1 | 0 | #DIV/0!
2013-06-16 | 2013-06-16 17:00 | 2013 | 6 | 16 | 17 | 1 | 0 | #DIV/0!
2013-06-16 | 2013-06-16 18:00 | 2013 | 6 | 16 | 18 | 1 | 0 | #DIV/0!
2013-06-16 | 2013-06-16 19:00 | 2013 | 6 | 16 | 19 | 1 | 0 | #DIV/0!
2013-06-16 | 2013-06-16 20:00 | 2013 | 6 | 16 | 20 | 1 | 0 | #DIV/0!
2013-06-16 | 2013-06-16 21:00 | 2013 | 6 | 16 | 21 | 1 | 0 | #DIV/0!
2013-06-16 | 2013-06-16 22:00 | 2013 | 6 | 16 | 22 | 1 | 0 | #DIV/0!
2013-06-16 | 2013-06-16 23:00 | 2013 | 6 | 16 | 23 | 1 | 0 | #DIV/0!
2013-06-17 | 2013-06-17 | 2013 | 6 | 17 | 24 | 2 | 0 | #DIV/0!
2013-06-17 | 2013-06-17 01:00 | 2013 | 6 | 17 | 1 | 2 | 0 | #DIV/0!
2013-06-17 | 2013-06-17 02:00 | 2013 | 6 | 17 | 2 | 2 | 0 | #DIV/0!
2013-06-17 | 2013-06-17 03:00 | 2013 | 6 | 17 | 3 | 2 | 0 | #DIV/0!
2013-06-17 | 2013-06-17 04:00 | 2013 | 6 | 17 | 4 | 2 | 0 | #DIV/0!
2013-06-17 | 2013-06-17 05:00 | 2013 | 6 | 17 | 5 | 2 | 0 | #DIV/0!
2013-06-17 | 2013-06-17 06:00 | 2013 | 6 | 17 | 6 | 2 | 0 | #DIV/0!
2013-06-17 | 2013-06-17 07:00 | 2013 | 6 | 17 | 7 | 2 | 0 | #DIV/0!
2013-06-17 | 2013-06-17 08:00 | 2013 | 6 | 17 | 8 | 2 | 0 | #DIV/0!
2013-06-17 | 2013-06-17 09:00 | 2013 | 6 | 17 | 9 | 2 | 0 | #DIV/0!
2013-06-17 | 2013-06-17 10:00 | 2013 | 6 | 17 | 10 | 2 | 0 | #DIV/0!
2013-06-17 | 2013-06-17 11:00 | 2013 | 6 | 17 | 11 | 2 | 0 | #DIV/0!
2013-06-17 | 2013-06-17 12:00 | 2013 | 6 | 17 | 12 | 2 | 0 | #DIV/0!
2013-06-17 | 2013-06-17 13:00 | 2013 | 6 | 17 | 13 | 2 | 0 | #DIV/0!
2013-06-17 | 2013-06-17 14:00 | 2013 | 6 | 17 | 14 | 2 | 0 | #DIV/0!
2013-06-17 | 2013-06-17 15:00 | 2013 | 6 | 17 | 15 | 2 | 0 | #DIV/0!
2013-06-17 | 2013-06-17 16:00 | 2013 | 6 | 17 | 16 | 2 | 0 | #DIV/0!
2013-06-17 | 2013-06-17 17:00 | 2013 | 6 | 17 | 17 | 2 | 0 | #DIV/0!
2013-06-17 | 2013-06-17 18:00 | 2013 | 6 | 17 | 18 | 2 | 0 | #DIV/0!
2013-06-17 | 2013-06-17 19:00 | 2013 | 6 | 17 | 19 | 2 | 0 | #DIV/0!
2013-06-17 | 2013-06-17 20:00 | 2013 | 6 | 17 | 20 | 2 | 0 | #DIV/0!
2013-06-17 | 2013-06-17 21:00 | 2013 | 6 | 17 | 21 | 2 | 0 | #DIV/0!
2013-06-17 | 2013-06-17 22:00 | 2013 | 6 | 17 | 22 | 2 | 0 | #DIV/0!
2013-06-17 | 2013-06-17 23:00 | 2013 | 6 | 17 | 23 | 2 | 0 | #DIV/0!
2013-06-18 | 2013-06-18 | 2013 | 6 | 18 | 24 | 3 | 0 | #DIV/0!
2013-06-18 | 2013-06-18 01:00 | 2013 | 6 | 18 | 1 | 3 | 0 | #DIV/0!
2013-06-18 | 2013-06-18 02:00 | 2013 | 6 | 18 | 2 | 3 | 0 | #DIV/0!
2013-06-18 | 2013-06-18 03:00 | 2013 | 6 | 18 | 3 | 3 | 0 | #DIV/0!
2013-06-18 | 2013-06-18 04:00 | 2013 | 6 | 18 | 4 | 3 | 0 | #DIV/0!
2013-06-18 | 2013-06-18 05:00 | 2013 | 6 | 18 | 5 | 3 | 0 | #DIV/0!
2013-06-18 | 2013-06-18 06:00 | 2013 | 6 | 18 | 6 | 3 | 0 | #DIV/0!
2013-06-18 | 2013-06-18 07:00 | 2013 | 6 | 18 | 7 | 3 | 0 | #DIV/0!
2013-06-18 | 2013-06-18 08:00 | 2013 | 6 | 18 | 8 | 3 | 0 | #DIV/0!
2013-06-18 | 2013-06-18 09:00 | 2013 | 6 | 18 | 9 | 3 | 0 | #DIV/0!
2013-06-18 | 2013-06-18 10:00 | 2013 | 6 | 18 | 10 | 3 | 0 | #DIV/0!
2013-06-18 | 2013-06-18 11:00 | 2013 | 6 | 18 | 11 | 3 | 0 | #DIV/0!
2013-06-18 | 2013-06-18 12:00 | 2013 | 6 | 18 | 12 | 3 | 0 | #DIV/0!
2013-06-18 | 2013-06-18 13:00 | 2013 | 6 | 18 | 13 | 3 | 0 | #DIV/0!
2013-06-18 | 2013-06-18 14:00 | 2013 | 6 | 18 | 14 | 3 | 0 | #DIV/0!
2013-06-18 | 2013-06-18 15:00 | 2013 | 6 | 18 | 15 | 3 | 0 | #DIV/0!
2013-06-18 | 2013-06-18 16:00 | 2013 | 6 | 18 | 16 | 3 | 0 | #DIV/0!
2013-06-18 | 2013-06-18 17:00 | 2013 | 6 | 18 | 17 | 3 | 0 | #DIV/0!
2013-06-18 | 2013-06-18 18:00 | 2013 | 6 | 18 | 18 | 3 | 0 | #DIV/0!
2013-06-18 | 2013-06-18 19:00 | 2013 | 6 | 18 | 19 | 3 | 0 | #DIV/0!
2013-06-18 | 2013-06-18 20:00 | 2013 | 6 | 18 | 20 | 3 | 0 | #DIV/0!
2013-06-18 | 2013-06-18 21:00 | 2013 | 6 | 18 | 21 | 3 | 0 | #DIV/0!
2013-06-18 | 2013-06-18 22:00 | 2013 | 6 | 18 | 22 | 3 | 0 | #DIV/0!
2013-06-18 | 2013-06-18 23:00 | 2013 | 6 | 18 | 23 | 3 | 0 | #DIV/0!
2013-06-19 | 2013-06-19 | 2013 | 6 | 19 | 24 | 4 | 0 | #DIV/0!
2013-06-19 | 2013-06-19 01:00 | 2013 | 6 | 19 | 1 | 4 | 0 | #DIV/0!
2013-06-19 | 2013-06-19 02:00 | 2013 | 6 | 19 | 2 | 4 | 0 | #DIV/0!
2013-06-19 | 2013-06-19 03:00 | 2013 | 6 | 19 | 3 | 4 | 0 | #DIV/0!
2013-06-19 | 2013-06-19 04:00 | 2013 | 6 | 19 | 4 | 4 | 0 | #DIV/0!
2013-06-19 | 2013-06-19 05:00 | 2013 | 6 | 19 | 5 | 4 | 0 | #DIV/0!
2013-06-19 | 2013-06-19 06:00 | 2013 | 6 | 19 | 6 | 4 | 0 | #DIV/0!
2013-06-19 | 2013-06-19 07:00 | 2013 | 6 | 19 | 7 | 4 | 0 | #DIV/0!
2013-06-19 | 2013-06-19 08:00 | 2013 | 6 | 19 | 8 | 4 | 0 | #DIV/0!
2013-06-19 | 2013-06-19 09:00 | 2013 | 6 | 19 | 9 | 4 | 0 | #DIV/0!
2013-06-19 | 2013-06-19 10:00 | 2013 | 6 | 19 | 10 | 4 | 0 | #DIV/0!
2013-06-19 | 2013-06-19 11:00 | 2013 | 6 | 19 | 11 | 4 | 0 | #DIV/0!
2013-06-19 | 2013-06-19 12:00 | 2013 | 6 | 19 | 12 | 4 | 0 | #DIV/0!
2013-06-19 | 2013-06-19 13:00 | 2013 | 6 | 19 | 13 | 4 | 0 | #DIV/0!
2013-06-19 | 2013-06-19 14:00 | 2013 | 6 | 19 | 14 | 4 | 0 | #DIV/0!
2013-06-19 | 2013-06-19 15:00 | 2013 | 6 | 19 | 15 | 4 | 0 | #DIV/0!
2013-06-19 | 2013-06-19 16:00 | 2013 | 6 | 19 | 16 | 4 | 0 | #DIV/0!
2013-06-19 | 2013-06-19 17:00 | 2013 | 6 | 19 | 17 | 4 | 0 | #DIV/0!
2013-06-19 | 2013-06-19 18:00 | 2013 | 6 | 19 | 18 | 4 | 0 | #DIV/0!
2013-06-19 | 2013-06-19 19:00 | 2013 | 6 | 19 | 19 | 4 | 0 | #DIV/0!
2013-06-19 | 2013-06-19 20:00 | 2013 | 6 | 19 | 20 | 4 | 0 | #DIV/0!
2013-06-19 | 2013-06-19 21:00 | 2013 | 6 | 19 | 21 | 4 | 0 | #DIV/0!
2013-06-19 | 2013-06-19 22:00 | 2013 | 6 | 19 | 22 | 4 | 0 | #DIV/0!
2013-06-19 | 2013-06-19 23:00 | 2013 | 6 | 19 | 23 | 4 | 0 | #DIV/0!
2013-06-20 | 2013-06-20 | 2013 | 6 | 20 | 24 | 5 | 0 | #DIV/0!
2013-06-20 | 2013-06-20 01:00 | 2013 | 6 | 20 | 1 | 5 | 0 | #DIV/0!
2013-06-20 | 2013-06-20 02:00 | 2013 | 6 | 20 | 2 | 5 | 0 | #DIV/0!
2013-06-20 | 2013-06-20 03:00 | 2013 | 6 | 20 | 3 | 5 | 0 | #DIV/0!
2013-06-20 | 2013-06-20 04:00 | 2013 | 6 | 20 | 4 | 5 | 0 | #DIV/0!
2013-06-20 | 2013-06-20 05:00 | 2013 | 6 | 20 | 5 | 5 | 0 | #DIV/0!
2013-06-20 | 2013-06-20 06:00 | 2013 | 6 | 20 | 6 | 5 | 0 | #DIV/0!
2013-06-20 | 2013-06-20 07:00 | 2013 | 6 | 20 | 7 | 5 | 0 | #DIV/0!
2013-06-20 | 2013-06-20 08:00 | 2013 | 6 | 20 | 8 | 5 | 0 | #DIV/0!
2013-06-20 | 2013-06-20 09:00 | 2013 | 6 | 20 | 9 | 5 | 0 | #DIV/0!
2013-06-20 | 2013-06-20 10:00 | 2013 | 6 | 20 | 10 | 5 | 0 | #DIV/0!
2013-06-20 | 2013-06-20 11:00 | 2013 | 6 | 20 | 11 | 5 | 0 | #DIV/0!
2013-06-20 | 2013-06-20 12:00 | 2013 | 6 | 20 | 12 | 5 | 0 | #DIV/0!
2013-06-20 | 2013-06-20 13:00 | 2013 | 6 | 20 | 13 | 5 | 0 | #DIV/0!
2013-06-20 | 2013-06-20 14:00 | 2013 | 6 | 20 | 14 | 5 | 0 | #DIV/0!
2013-06-20 | 2013-06-20 15:00 | 2013 | 6 | 20 | 15 | 5 | 0 | #DIV/0!
2013-06-20 | 2013-06-20 16:00 | 2013 | 6 | 20 | 16 | 5 | 0 | #DIV/0!
2013-06-20 | 2013-06-20 17:00 | 2013 | 6 | 20 | 17 | 5 | 0 | #DIV/0!
2013-06-20 | 2013-06-20 18:00 | 2013 | 6 | 20 | 18 | 5 | 0 | #DIV/0!
2013-06-20 | 2013-06-20 19:00 | 2013 | 6 | 20 | 19 | 5 | 0 | #DIV/0!
2013-06-20 | 2013-06-20 20:00 | 2013 | 6 | 20 | 20 | 5 | 0 | #DIV/0!
2013-06-20 | 2013-06-20 21:00 | 2013 | 6 | 20 | 21 | 5 | 0 | #DIV/0!
2013-06-20 | 2013-06-20 22:00 | 2013 | 6 | 20 | 22 | 5 | 0 | #DIV/0!
2013-06-20 | 2013-06-20 23:00 | 2013 | 6 | 20 | 23 | 5 | 0 | #DIV/0!
2013-06-21 | 2013-06-21 | 2013 | 6 | 21 | 24 | 6 | 0 | #DIV/0!
2013-06-21 | 2013-06-21 01:00 | 2013 | 6 | 21 | 1 | 6 | 0 | #DIV/0!
2013-06-21 | 2013-06-21 02:00 | 2013 | 6 | 21 | 2 | 6 | 0 | #DIV/0!
2013-06-21 | 2013-06-21 03:00 | 2013 | 6 | 21 | 3 | 6 | 0 | #DIV/0!
2013-06-21 | 2013-06-21 04:00 | 2013 | 6 | 21 | 4 | 6 | 0 | #DIV/0!
2013-06-21 | 2013-06-21 05:00 | 2013 | 6 | 21 | 5 | 6 | 0 | #DIV/0!
2013-06-21 | 2013-06-21 06:00 | 2013 | 6 | 21 | 6 | 6 | 0 | #DIV/0!
2013-06-21 | 2013-06-21 07:00 | 2013 | 6 | 21 | 7 | 6 | 0 | #DIV/0!
2013-06-21 | 2013-06-21 08:00 | 2013 | 6 | 21 | 8 | 6 | 0 | #DIV/0!
2013-06-21 | 2013-06-21 09:00 | 2013 | 6 | 21 | 9 | 6 | 0 | #DIV/0!
2013-06-21 | 2013-06-21 10:00 | 2013 | 6 | 21 | 10 | 6 | 0 | #DIV/0!
2013-06-21 | 2013-06-21 11:00 | 2013 | 6 | 21 | 11 | 6 | 0 | #DIV/0!
2013-06-21 | 2013-06-21 12:00 | 2013 | 6 | 21 | 12 | 6 | 0 | #DIV/0!
2013-06-21 | 2013-06-21 13:00 | 2013 | 6 | 21 | 13 | 6 | 0 | #DIV/0!
2013-06-21 | 2013-06-21 14:00 | 2013 | 6 | 21 | 14 | 6 | 0 | #DIV/0!
2013-06-21 | 2013-06-21 15:00 | 2013 | 6 | 21 | 15 | 6 | 0 | #DIV/0!
2013-06-21 | 2013-06-21 16:00 | 2013 | 6 | 21 | 16 | 6 | 0 | #DIV/0!
2013-06-21 | 2013-06-21 17:00 | 2013 | 6 | 21 | 17 | 6 | 0 | #DIV/0!
2013-06-21 | 2013-06-21 18:00 | 2013 | 6 | 21 | 18 | 6 | 0 | #DIV/0!
2013-06-21 | 2013-06-21 19:00 | 2013 | 6 | 21 | 19 | 6 | 0 | #DIV/0!
2013-06-21 | 2013-06-21 20:00 | 2013 | 6 | 21 | 20 | 6 | 0 | #DIV/0!
2013-06-21 | 2013-06-21 21:00 | 2013 | 6 | 21 | 21 | 6 | 0 | #DIV/0!
2013-06-21 | 2013-06-21 22:00 | 2013 | 6 | 21 | 22 | 6 | 0 | #DIV/0!
2013-06-21 | 2013-06-21 23:00 | 2013 | 6 | 21 | 23 | 6 | 0 | #DIV/0!
2013-06-22 | 2013-06-22 | 2013 | 6 | 22 | 24 | 7 | 0 | #DIV/0!
2013-06-22 | 2013-06-22 01:00 | 2013 | 6 | 22 | 1 | 7 | 0 | #DIV/0!
2013-06-22 | 2013-06-22 02:00 | 2013 | 6 | 22 | 2 | 7 | 0 | #DIV/0!
2013-06-22 | 2013-06-22 03:00 | 2013 | 6 | 22 | 3 | 7 | 0 | #DIV/0!
2013-06-22 | 2013-06-22 04:00 | 2013 | 6 | 22 | 4 | 7 | 0 | #DIV/0!
2013-06-22 | 2013-06-22 05:00 | 2013 | 6 | 22 | 5 | 7 | 0 | #DIV/0!
2013-06-22 | 2013-06-22 06:00 | 2013 | 6 | 22 | 6 | 7 | 0 | #DIV/0!
2013-06-22 | 2013-06-22 07:00 | 2013 | 6 | 22 | 7 | 7 | 0 | #DIV/0!
2013-06-22 | 2013-06-22 08:00 | 2013 | 6 | 22 | 8 | 7 | 0 | #DIV/0!
2013-06-22 | 2013-06-22 09:00 | 2013 | 6 | 22 | 9 | 7 | 0 | #DIV/0!
2013-06-22 | 2013-06-22 10:00 | 2013 | 6 | 22 | 10 | 7 | 0 | #DIV/0!
2013-06-22 | 2013-06-22 11:00 | 2013 | 6 | 22 | 11 | 7 | 0 | #DIV/0!
2013-06-22 | 2013-06-22 12:00 | 2013 | 6 | 22 | 12 | 7 | 0 | #DIV/0!
2013-06-22 | 2013-06-22 13:00 | 2013 | 6 | 22 | 13 | 7 | 0 | #DIV/0!
2013-06-22 | 2013-06-22 14:00 | 2013 | 6 | 22 | 14 | 7 | 0 | #DIV/0!
2013-06-22 | 2013-06-22 15:00 | 2013 | 6 | 22 | 15 | 7 | 0 | #DIV/0!
2013-06-22 | 2013-06-22 16:00 | 2013 | 6 | 22 | 16 | 7 | 0 | #DIV/0!
2013-06-22 | 2013-06-22 17:00 | 2013 | 6 | 22 | 17 | 7 | 0 | #DIV/0!
2013-06-22 | 2013-06-22 18:00 | 2013 | 6 | 22 | 18 | 7 | 0 | #DIV/0!
2013-06-22 | 2013-06-22 19:00 | 2013 | 6 | 22 | 19 | 7 | 0 | #DIV/0!
2013-06-22 | 2013-06-22 20:00 | 2013 | 6 | 22 | 20 | 7 | 0 | #DIV/0!
2013-06-22 | 2013-06-22 21:00 | 2013 | 6 | 22 | 21 | 7 | 0 | #DIV/0!
2013-06-22 | 2013-06-22 22:00 | 2013 | 6 | 22 | 22 | 7 | 0 | #DIV/0!
2013-06-22 | 2013-06-22 23:00 | 2013 | 6 | 22 | 23 | 7 | 0 | #DIV/0!
2013-06-23 | 2013-06-23 | 2013 | 6 | 23 | 24 | 1 | 0 | #DIV/0!
2013-06-23 | 2013-06-23 01:00 | 2013 | 6 | 23 | 1 | 1 | 0 | #DIV/0!
2013-06-23 | 2013-06-23 02:00 | 2013 | 6 | 23 | 2 | 1 | 0 | #DIV/0!
2013-06-23 | 2013-06-23 03:00 | 2013 | 6 | 23 | 3 | 1 | 0 | #DIV/0!
2013-06-23 | 2013-06-23 04:00 | 2013 | 6 | 23 | 4 | 1 | 0 | #DIV/0!
2013-06-23 | 2013-06-23 05:00 | 2013 | 6 | 23 | 5 | 1 | 0 | #DIV/0!
2013-06-23 | 2013-06-23 06:00 | 2013 | 6 | 23 | 6 | 1 | 0 | #DIV/0!
2013-06-23 | 2013-06-23 07:00 | 2013 | 6 | 23 | 7 | 1 | 0 | #DIV/0!
2013-06-23 | 2013-06-23 08:00 | 2013 | 6 | 23 | 8 | 1 | 0 | #DIV/0!
2013-06-23 | 2013-06-23 09:00 | 2013 | 6 | 23 | 9 | 1 | 0 | #DIV/0!
2013-06-23 | 2013-06-23 10:00 | 2013 | 6 | 23 | 10 | 1 | 0 | #DIV/0!
2013-06-23 | 2013-06-23 11:00 | 2013 | 6 | 23 | 11 | 1 | 0 | #DIV/0!
2013-06-23 | 2013-06-23 12:00 | 2013 | 6 | 23 | 12 | 1 | 0 | #DIV/0!
2013-06-23 | 2013-06-23 13:00 | 2013 | 6 | 23 | 13 | 1 | 0 | #DIV/0!
2013-06-23 | 2013-06-23 14:00 | 2013 | 6 | 23 | 14 | 1 | 0 | #DIV/0!
2013-06-23 | 2013-06-23 15:00 | 2013 | 6 | 23 | 15 | 1 | 0 | #DIV/0!
2013-06-23 | 2013-06-23 16:00 | 2013 | 6 | 23 | 16 | 1 | 0 | #DIV/0!
2013-06-23 | 2013-06-23 17:00 | 2013 | 6 | 23 | 17 | 1 | 0 | #DIV/0!
2013-06-23 | 2013-06-23 18:00 | 2013 | 6 | 23 | 18 | 1 | 0 | #DIV/0!
2013-06-23 | 2013-06-23 19:00 | 2013 | 6 | 23 | 19 | 1 | 0 | #DIV/0!
2013-06-23 | 2013-06-23 20:00 | 2013 | 6 | 23 | 20 | 1 | 0 | #DIV/0!
2013-06-23 | 2013-06-23 21:00 | 2013 | 6 | 23 | 21 | 1 | 0 | #DIV/0!
2013-06-23 | 2013-06-23 22:00 | 2013 | 6 | 23 | 22 | 1 | 0 | #DIV/0!
2013-06-23 | 2013-06-23 23:00 | 2013 | 6 | 23 | 23 | 1 | 0 | #DIV/0!
2013-06-24 | 2013-06-24 | 2013 | 6 | 24 | 24 | 2 | 0 | #DIV/0!
2013-06-24 | 2013-06-24 01:00 | 2013 | 6 | 24 | 1 | 2 | 0 | #DIV/0!
2013-06-24 | 2013-06-24 02:00 | 2013 | 6 | 24 | 2 | 2 | 0 | #DIV/0!
2013-06-24 | 2013-06-24 03:00 | 2013 | 6 | 24 | 3 | 2 | 0 | #DIV/0!
2013-06-24 | 2013-06-24 04:00 | 2013 | 6 | 24 | 4 | 2 | 0 | #DIV/0!
2013-06-24 | 2013-06-24 05:00 | 2013 | 6 | 24 | 5 | 2 | 0 | #DIV/0!
2013-06-24 | 2013-06-24 06:00 | 2013 | 6 | 24 | 6 | 2 | 0 | #DIV/0!
2013-06-24 | 2013-06-24 07:00 | 2013 | 6 | 24 | 7 | 2 | 0 | #DIV/0!
2013-06-24 | 2013-06-24 08:00 | 2013 | 6 | 24 | 8 | 2 | 0 | #DIV/0!
2013-06-24 | 2013-06-24 09:00 | 2013 | 6 | 24 | 9 | 2 | 0 | #DIV/0!
2013-06-24 | 2013-06-24 10:00 | 2013 | 6 | 24 | 10 | 2 | 0 | #DIV/0!
2013-06-24 | 2013-06-24 11:00 | 2013 | 6 | 24 | 11 | 2 | 0 | #DIV/0!
2013-06-24 | 2013-06-24 12:00 | 2013 | 6 | 24 | 12 | 2 | 0 | #DIV/0!
2013-06-24 | 2013-06-24 13:00 | 2013 | 6 | 24 | 13 | 2 | 0 | #DIV/0!
2013-06-24 | 2013-06-24 14:00 | 2013 | 6 | 24 | 14 | 2 | 0 | #DIV/0!
2013-06-24 | 2013-06-24 15:00 | 2013 | 6 | 24 | 15 | 2 | 0 | #DIV/0!
2013-06-24 | 2013-06-24 16:00 | 2013 | 6 | 24 | 16 | 2 | 0 | #DIV/0!
2013-06-24 | 2013-06-24 17:00 | 2013 | 6 | 24 | 17 | 2 | 0 | #DIV/0!
2013-06-24 | 2013-06-24 18:00 | 2013 | 6 | 24 | 18 | 2 | 0 | #DIV/0!
2013-06-24 | 2013-06-24 19:00 | 2013 | 6 | 24 | 19 | 2 | 0 | #DIV/0!
2013-06-24 | 2013-06-24 20:00 | 2013 | 6 | 24 | 20 | 2 | 0 | #DIV/0!
2013-06-24 | 2013-06-24 21:00 | 2013 | 6 | 24 | 21 | 2 | 0 | #DIV/0!
2013-06-24 | 2013-06-24 22:00 | 2013 | 6 | 24 | 22 | 2 | 0 | #DIV/0!
2013-06-24 | 2013-06-24 23:00 | 2013 | 6 | 24 | 23 | 2 | 0 | #DIV/0!
2013-06-25 | 2013-06-25 | 2013 | 6 | 25 | 24 | 3 | 0 | #DIV/0!
2013-06-25 | 2013-06-25 01:00 | 2013 | 6 | 25 | 1 | 3 | 0 | #DIV/0!
2013-06-25 | 2013-06-25 02:00 | 2013 | 6 | 25 | 2 | 3 | 0 | #DIV/0!
2013-06-25 | 2013-06-25 03:00 | 2013 | 6 | 25 | 3 | 3 | 0 | #DIV/0!
2013-06-25 | 2013-06-25 04:00 | 2013 | 6 | 25 | 4 | 3 | 0 | #DIV/0!
2013-06-25 | 2013-06-25 05:00 | 2013 | 6 | 25 | 5 | 3 | 0 | #DIV/0!
2013-06-25 | 2013-06-25 06:00 | 2013 | 6 | 25 | 6 | 3 | 0 | #DIV/0!
2013-06-25 | 2013-06-25 07:00 | 2013 | 6 | 25 | 7 | 3 | 0 | #DIV/0!
2013-06-25 | 2013-06-25 08:00 | 2013 | 6 | 25 | 8 | 3 | 0 | #DIV/0!
2013-06-25 | 2013-06-25 09:00 | 2013 | 6 | 25 | 9 | 3 | 0 | #DIV/0!
2013-06-25 | 2013-06-25 10:00 | 2013 | 6 | 25 | 10 | 3 | 0 | #DIV/0!
2013-06-25 | 2013-06-25 11:00 | 2013 | 6 | 25 | 11 | 3 | 0 | #DIV/0!
2013-06-25 | 2013-06-25 12:00 | 2013 | 6 | 25 | 12 | 3 | 0 | #DIV/0!
2013-06-25 | 2013-06-25 13:00 | 2013 | 6 | 25 | 13 | 3 | 0 | #DIV/0!
2013-06-25 | 2013-06-25 14:00 | 2013 | 6 | 25 | 14 | 3 | 0 | #DIV/0!
2013-06-25 | 2013-06-25 15:00 | 2013 | 6 | 25 | 15 | 3 | 0 | #DIV/0!
2013-06-25 | 2013-06-25 16:00 | 2013 | 6 | 25 | 16 | 3 | 0 | #DIV/0!
2013-06-25 | 2013-06-25 17:00 | 2013 | 6 | 25 | 17 | 3 | 0 | #DIV/0!
2013-06-25 | 2013-06-25 18:00 | 2013 | 6 | 25 | 18 | 3 | 0 | #DIV/0!
2013-06-25 | 2013-06-25 19:00 | 2013 | 6 | 25 | 19 | 3 | 0 | #DIV/0!
2013-06-25 | 2013-06-25 20:00 | 2013 | 6 | 25 | 20 | 3 | 0 | #DIV/0!
2013-06-25 | 2013-06-25 21:00 | 2013 | 6 | 25 | 21 | 3 | 0 | #DIV/0!
2013-06-25 | 2013-06-25 22:00 | 2013 | 6 | 25 | 22 | 3 | 0 | #DIV/0!
2013-06-25 | 2013-06-25 23:00 | 2013 | 6 | 25 | 23 | 3 | 0 | #DIV/0!
2013-06-26 | 2013-06-26 | 2013 | 6 | 26 | 24 | 4 | 0 | #DIV/0!
2013-06-26 | 2013-06-26 01:00 | 2013 | 6 | 26 | 1 | 4 | 0 | #DIV/0!
2013-06-26 | 2013-06-26 02:00 | 2013 | 6 | 26 | 2 | 4 | 0 | #DIV/0!
2013-06-26 | 2013-06-26 03:00 | 2013 | 6 | 26 | 3 | 4 | 0 | #DIV/0!
2013-06-26 | 2013-06-26 04:00 | 2013 | 6 | 26 | 4 | 4 | 0 | #DIV/0!
2013-06-26 | 2013-06-26 05:00 | 2013 | 6 | 26 | 5 | 4 | 0 | #DIV/0!
2013-06-26 | 2013-06-26 06:00 | 2013 | 6 | 26 | 6 | 4 | 0 | #DIV/0!
2013-06-26 | 2013-06-26 07:00 | 2013 | 6 | 26 | 7 | 4 | 0 | #DIV/0!
2013-06-26 | 2013-06-26 08:00 | 2013 | 6 | 26 | 8 | 4 | 0 | #DIV/0!
2013-06-26 | 2013-06-26 09:00 | 2013 | 6 | 26 | 9 | 4 | 0 | #DIV/0!
2013-06-26 | 2013-06-26 10:00 | 2013 | 6 | 26 | 10 | 4 | 0 | #DIV/0!
2013-06-26 | 2013-06-26 11:00 | 2013 | 6 | 26 | 11 | 4 | 0 | #DIV/0!
2013-06-26 | 2013-06-26 12:00 | 2013 | 6 | 26 | 12 | 4 | 0 | #DIV/0!
2013-06-26 | 2013-06-26 13:00 | 2013 | 6 | 26 | 13 | 4 | 0 | #DIV/0!
2013-06-26 | 2013-06-26 14:00 | 2013 | 6 | 26 | 14 | 4 | 0 | #DIV/0!
2013-06-26 | 2013-06-26 15:00 | 2013 | 6 | 26 | 15 | 4 | 0 | #DIV/0!
2013-06-26 | 2013-06-26 16:00 | 2013 | 6 | 26 | 16 | 4 | 0 | #DIV/0!
2013-06-26 | 2013-06-26 17:00 | 2013 | 6 | 26 | 17 | 4 | 0 | #DIV/0!
2013-06-26 | 2013-06-26 18:00 | 2013 | 6 | 26 | 18 | 4 | 0 | #DIV/0!
2013-06-26 | 2013-06-26 19:00 | 2013 | 6 | 26 | 19 | 4 | 0 | #DIV/0!
2013-06-26 | 2013-06-26 20:00 | 2013 | 6 | 26 | 20 | 4 | 0 | #DIV/0!
2013-06-26 | 2013-06-26 21:00 | 2013 | 6 | 26 | 21 | 4 | 0 | #DIV/0!
2013-06-26 | 2013-06-26 22:00 | 2013 | 6 | 26 | 22 | 4 | 0 | #DIV/0!
2013-06-26 | 2013-06-26 23:00 | 2013 | 6 | 26 | 23 | 4 | 0 | #DIV/0!
2013-06-27 | 2013-06-27 | 2013 | 6 | 27 | 24 | 5 | 0 | #DIV/0!
2013-06-27 | 2013-06-27 01:00 | 2013 | 6 | 27 | 1 | 5 | 0 | #DIV/0!
2013-06-27 | 2013-06-27 02:00 | 2013 | 6 | 27 | 2 | 5 | 0 | #DIV/0!
2013-06-27 | 2013-06-27 03:00 | 2013 | 6 | 27 | 3 | 5 | 0 | #DIV/0!
2013-06-27 | 2013-06-27 04:00 | 2013 | 6 | 27 | 4 | 5 | 0 | #DIV/0!
2013-06-27 | 2013-06-27 05:00 | 2013 | 6 | 27 | 5 | 5 | 0 | #DIV/0!
2013-06-27 | 2013-06-27 06:00 | 2013 | 6 | 27 | 6 | 5 | 0 | #DIV/0!
2013-06-27 | 2013-06-27 07:00 | 2013 | 6 | 27 | 7 | 5 | 0 | #DIV/0!
2013-06-27 | 2013-06-27 08:00 | 2013 | 6 | 27 | 8 | 5 | 0 | #DIV/0!
2013-06-27 | 2013-06-27 09:00 | 2013 | 6 | 27 | 9 | 5 | 0 | #DIV/0!
2013-06-27 | 2013-06-27 10:00 | 2013 | 6 | 27 | 10 | 5 | 0 | #DIV/0!
2013-06-27 | 2013-06-27 11:00 | 2013 | 6 | 27 | 11 | 5 | 0 | #DIV/0!
2013-06-27 | 2013-06-27 12:00 | 2013 | 6 | 27 | 12 | 5 | 0 | #DIV/0!
2013-06-27 | 2013-06-27 13:00 | 2013 | 6 | 27 | 13 | 5 | 0 | #DIV/0!
2013-06-27 | 2013-06-27 14:00 | 2013 | 6 | 27 | 14 | 5 | 0 | #DIV/0!
2013-06-27 | 2013-06-27 15:00 | 2013 | 6 | 27 | 15 | 5 | 0 | #DIV/0!
2013-06-27 | 2013-06-27 16:00 | 2013 | 6 | 27 | 16 | 5 | 0 | #DIV/0!
2013-06-27 | 2013-06-27 17:00 | 2013 | 6 | 27 | 17 | 5 | 0 | #DIV/0!
2013-06-27 | 2013-06-27 18:00 | 2013 | 6 | 27 | 18 | 5 | 0 | #DIV/0!
2013-06-27 | 2013-06-27 19:00 | 2013 | 6 | 27 | 19 | 5 | 0 | #DIV/0!
2013-06-27 | 2013-06-27 20:00 | 2013 | 6 | 27 | 20 | 5 | 0 | #DIV/0!
2013-06-27 | 2013-06-27 21:00 | 2013 | 6 | 27 | 21 | 5 | 0 | #DIV/0!
2013-06-27 | 2013-06-27 22:00 | 2013 | 6 | 27 | 22 | 5 | 0 | #DIV/0!
2013-06-27 | 2013-06-27 23:00 | 2013 | 6 | 27 | 23 | 5 | 0 | #DIV/0!
2013-06-28 | 2013-06-28 | 2013 | 6 | 28 | 24 | 6 | 0 | #DIV/0!
2013-06-28 | 2013-06-28 01:00 | 2013 | 6 | 28 | 1 | 6 | 0 | #DIV/0!
2013-06-28 | 2013-06-28 02:00 | 2013 | 6 | 28 | 2 | 6 | 0 | #DIV/0!
2013-06-28 | 2013-06-28 03:00 | 2013 | 6 | 28 | 3 | 6 | 0 | #DIV/0!
2013-06-28 | 2013-06-28 04:00 | 2013 | 6 | 28 | 4 | 6 | 0 | #DIV/0!
2013-06-28 | 2013-06-28 05:00 | 2013 | 6 | 28 | 5 | 6 | 0 | #DIV/0!
2013-06-28 | 2013-06-28 06:00 | 2013 | 6 | 28 | 6 | 6 | 0 | #DIV/0!
2013-06-28 | 2013-06-28 07:00 | 2013 | 6 | 28 | 7 | 6 | 0 | #DIV/0!
2013-06-28 | 2013-06-28 08:00 | 2013 | 6 | 28 | 8 | 6 | 0 | #DIV/0!
2013-06-28 | 2013-06-28 09:00 | 2013 | 6 | 28 | 9 | 6 | 0 | #DIV/0!
2013-06-28 | 2013-06-28 10:00 | 2013 | 6 | 28 | 10 | 6 | 0 | #DIV/0!
2013-06-28 | 2013-06-28 11:00 | 2013 | 6 | 28 | 11 | 6 | 0 | #DIV/0!
2013-06-28 | 2013-06-28 12:00 | 2013 | 6 | 28 | 12 | 6 | 0 | #DIV/0!
2013-06-28 | 2013-06-28 13:00 | 2013 | 6 | 28 | 13 | 6 | 0 | #DIV/0!
2013-06-28 | 2013-06-28 14:00 | 2013 | 6 | 28 | 14 | 6 | 0 | #DIV/0!
2013-06-28 | 2013-06-28 15:00 | 2013 | 6 | 28 | 15 | 6 | 0 | #DIV/0!
2013-06-28 | 2013-06-28 16:00 | 2013 | 6 | 28 | 16 | 6 | 0 | #DIV/0!
2013-06-28 | 2013-06-28 17:00 | 2013 | 6 | 28 | 17 | 6 | 0 | #DIV/0!
2013-06-28 | 2013-06-28 18:00 | 2013 | 6 | 28 | 18 | 6 | 0 | #DIV/0!
2013-06-28 | 2013-06-28 19:00 | 2013 | 6 | 28 | 19 | 6 | 0 | #DIV/0!
2013-06-28 | 2013-06-28 20:00 | 2013 | 6 | 28 | 20 | 6 | 0 | #DIV/0!
2013-06-28 | 2013-06-28 21:00 | 2013 | 6 | 28 | 21 | 6 | 0 | #DIV/0!
2013-06-28 | 2013-06-28 22:00 | 2013 | 6 | 28 | 22 | 6 | 0 | #DIV/0!
2013-06-28 | 2013-06-28 23:00 | 2013 | 6 | 28 | 23 | 6 | 0 | #DIV/0!
2013-06-29 | 2013-06-29 | 2013 | 6 | 29 | 24 | 7 | 0 | #DIV/0!
2013-06-29 | 2013-06-29 01:00 | 2013 | 6 | 29 | 1 | 7 | 0 | #DIV/0!
2013-06-29 | 2013-06-29 02:00 | 2013 | 6 | 29 | 2 | 7 | 0 | #DIV/0!
2013-06-29 | 2013-06-29 03:00 | 2013 | 6 | 29 | 3 | 7 | 0 | #DIV/0!
2013-06-29 | 2013-06-29 04:00 | 2013 | 6 | 29 | 4 | 7 | 0 | #DIV/0!
2013-06-29 | 2013-06-29 05:00 | 2013 | 6 | 29 | 5 | 7 | 0 | #DIV/0!
2013-06-29 | 2013-06-29 06:00 | 2013 | 6 | 29 | 6 | 7 | 0 | #DIV/0!
2013-06-29 | 2013-06-29 07:00 | 2013 | 6 | 29 | 7 | 7 | 0 | #DIV/0!
2013-06-29 | 2013-06-29 08:00 | 2013 | 6 | 29 | 8 | 7 | 0 | #DIV/0!
2013-06-29 | 2013-06-29 09:00 | 2013 | 6 | 29 | 9 | 7 | 0 | #DIV/0!
2013-06-29 | 2013-06-29 10:00 | 2013 | 6 | 29 | 10 | 7 | 0 | #DIV/0!
2013-06-29 | 2013-06-29 11:00 | 2013 | 6 | 29 | 11 | 7 | 0 | #DIV/0!
2013-06-29 | 2013-06-29 12:00 | 2013 | 6 | 29 | 12 | 7 | 0 | #DIV/0!
2013-06-29 | 2013-06-29 13:00 | 2013 | 6 | 29 | 13 | 7 | 0 | #DIV/0!
2013-06-29 | 2013-06-29 14:00 | 2013 | 6 | 29 | 14 | 7 | 0 | #DIV/0!
2013-06-29 | 2013-06-29 15:00 | 2013 | 6 | 29 | 15 | 7 | 0 | #DIV/0!
2013-06-29 | 2013-06-29 16:00 | 2013 | 6 | 29 | 16 | 7 | 0 | #DIV/0!
2013-06-29 | 2013-06-29 17:00 | 2013 | 6 | 29 | 17 | 7 | 0 | #DIV/0!
2013-06-29 | 2013-06-29 18:00 | 2013 | 6 | 29 | 18 | 7 | 0 | #DIV/0!
2013-06-29 | 2013-06-29 19:00 | 2013 | 6 | 29 | 19 | 7 | 0 | #DIV/0!
2013-06-29 | 2013-06-29 20:00 | 2013 | 6 | 29 | 20 | 7 | 0 | #DIV/0!
2013-06-29 | 2013-06-29 21:00 | 2013 | 6 | 29 | 21 | 7 | 0 | #DIV/0!
2013-06-29 | 2013-06-29 22:00 | 2013 | 6 | 29 | 22 | 7 | 0 | #DIV/0!
2013-06-29 | 2013-06-29 23:00 | 2013 | 6 | 29 | 23 | 7 | 0 | #DIV/0!
2013-06-30 | 2013-06-30 | 2013 | 6 | 30 | 24 | 1 | 0 | #DIV/0!
2013-06-30 | 2013-06-30 01:00 | 2013 | 6 | 30 | 1 | 1 | 0 | #DIV/0!
2013-06-30 | 2013-06-30 02:00 | 2013 | 6 | 30 | 2 | 1 | 0 | #DIV/0!
2013-06-30 | 2013-06-30 03:00 | 2013 | 6 | 30 | 3 | 1 | 0 | #DIV/0!
2013-06-30 | 2013-06-30 04:00 | 2013 | 6 | 30 | 4 | 1 | 0 | #DIV/0!
2013-06-30 | 2013-06-30 05:00 | 2013 | 6 | 30 | 5 | 1 | 0 | #DIV/0!
2013-06-30 | 2013-06-30 06:00 | 2013 | 6 | 30 | 6 | 1 | 0 | #DIV/0!
2013-06-30 | 2013-06-30 07:00 | 2013 | 6 | 30 | 7 | 1 | 0 | #DIV/0!
2013-06-30 | 2013-06-30 08:00 | 2013 | 6 | 30 | 8 | 1 | 0 | #DIV/0!
2013-06-30 | 2013-06-30 09:00 | 2013 | 6 | 30 | 9 | 1 | 0 | #DIV/0!
2013-06-30 | 2013-06-30 10:00 | 2013 | 6 | 30 | 10 | 1 | 0 | #DIV/0!
2013-06-30 | 2013-06-30 11:00 | 2013 | 6 | 30 | 11 | 1 | 0 | #DIV/0!
2013-06-30 | 2013-06-30 12:00 | 2013 | 6 | 30 | 12 | 1 | 0 | #DIV/0!
2013-06-30 | 2013-06-30 13:00 | 2013 | 6 | 30 | 13 | 1 | 0 | #DIV/0!
2013-06-30 | 2013-06-30 14:00 | 2013 | 6 | 30 | 14 | 1 | 0 | #DIV/0!
2013-06-30 | 2013-06-30 15:00 | 2013 | 6 | 30 | 15 | 1 | 0 | #DIV/0!
2013-06-30 | 2013-06-30 16:00 | 2013 | 6 | 30 | 16 | 1 | 0 | #DIV/0!
2013-06-30 | 2013-06-30 17:00 | 2013 | 6 | 30 | 17 | 1 | 0 | #DIV/0!
2013-06-30 | 2013-06-30 18:00 | 2013 | 6 | 30 | 18 | 1 | 0 | #DIV/0!
2013-06-30 | 2013-06-30 19:00 | 2013 | 6 | 30 | 19 | 1 | 0 | #DIV/0!
2013-06-30 | 2013-06-30 20:00 | 2013 | 6 | 30 | 20 | 1 | 0 | #DIV/0!
2013-06-30 | 2013-06-30 21:00 | 2013 | 6 | 30 | 21 | 1 | 0 | #DIV/0!
2013-06-30 | 2013-06-30 22:00 | 2013 | 6 | 30 | 22 | 1 | 0 | #DIV/0!
2013-06-30 | 2013-06-30 23:00 | 2013 | 6 | 30 | 23 | 1 | 0 | #DIV/0!
2013-07-01 | 2013-07-01 | 2013 | 7 | 1 | 24 | 2 | 0 | #DIV/0!
2013-07-01 | 2013-07-01 01:00 | 2013 | 7 | 1 | 1 | 2 | 0 | #DIV/0!
2013-07-01 | 2013-07-01 02:00 | 2013 | 7 | 1 | 2 | 2 | 0 | #DIV/0!
2013-07-01 | 2013-07-01 03:00 | 2013 | 7 | 1 | 3 | 2 | 0 | #DIV/0!
2013-07-01 | 2013-07-01 04:00 | 2013 | 7 | 1 | 4 | 2 | 0 | #DIV/0!
2013-07-01 | 2013-07-01 05:00 | 2013 | 7 | 1 | 5 | 2 | 0 | #DIV/0!
2013-07-01 | 2013-07-01 06:00 | 2013 | 7 | 1 | 6 | 2 | 0 | #DIV/0!
2013-07-01 | 2013-07-01 07:00 | 2013 | 7 | 1 | 7 | 2 | 0 | #DIV/0!
2013-07-01 | 2013-07-01 08:00 | 2013 | 7 | 1 | 8 | 2 | 0 | #DIV/0!
2013-07-01 | 2013-07-01 09:00 | 2013 | 7 | 1 | 9 | 2 | 0 | #DIV/0!
2013-07-01 | 2013-07-01 10:00 | 2013 | 7 | 1 | 10 | 2 | 0 | #DIV/0!
2013-07-01 | 2013-07-01 11:00 | 2013 | 7 | 1 | 11 | 2 | 0 | #DIV/0!
2013-07-01 | 2013-07-01 12:00 | 2013 | 7 | 1 | 12 | 2 | 0 | #DIV/0!
2013-07-01 | 2013-07-01 13:00 | 2013 | 7 | 1 | 13 | 2 | 0 | #DIV/0!
2013-07-01 | 2013-07-01 14:00 | 2013 | 7 | 1 | 14 | 2 | 0 | #DIV/0!
2013-07-01 | 2013-07-01 15:00 | 2013 | 7 | 1 | 15 | 2 | 0 | #DIV/0!
2013-07-01 | 2013-07-01 16:00 | 2013 | 7 | 1 | 16 | 2 | 0 | #DIV/0!
2013-07-01 | 2013-07-01 17:00 | 2013 | 7 | 1 | 17 | 2 | 0 | #DIV/0!
2013-07-01 | 2013-07-01 18:00 | 2013 | 7 | 1 | 18 | 2 | 0 | #DIV/0!
2013-07-01 | 2013-07-01 19:00 | 2013 | 7 | 1 | 19 | 2 | 0 | #DIV/0!
2013-07-01 | 2013-07-01 20:00 | 2013 | 7 | 1 | 20 | 2 | 0 | #DIV/0!
2013-07-01 | 2013-07-01 21:00 | 2013 | 7 | 1 | 21 | 2 | 0 | #DIV/0!
2013-07-01 | 2013-07-01 22:00 | 2013 | 7 | 1 | 22 | 2 | 0 | #DIV/0!
2013-07-01 | 2013-07-01 23:00 | 2013 | 7 | 1 | 23 | 2 | 0 | #DIV/0!
2013-07-02 | 2013-07-02 | 2013 | 7 | 2 | 24 | 3 | 0 | #DIV/0!
2013-07-02 | 2013-07-02 01:00 | 2013 | 7 | 2 | 1 | 3 | 0 | #DIV/0!
2013-07-02 | 2013-07-02 02:00 | 2013 | 7 | 2 | 2 | 3 | 0 | #DIV/0!
2013-07-02 | 2013-07-02 03:00 | 2013 | 7 | 2 | 3 | 3 | 0 | #DIV/0!
2013-07-02 | 2013-07-02 04:00 | 2013 | 7 | 2 | 4 | 3 | 0 | #DIV/0!
2013-07-02 | 2013-07-02 05:00 | 2013 | 7 | 2 | 5 | 3 | 0 | #DIV/0!
2013-07-02 | 2013-07-02 06:00 | 2013 | 7 | 2 | 6 | 3 | 0 | #DIV/0!
2013-07-02 | 2013-07-02 07:00 | 2013 | 7 | 2 | 7 | 3 | 0 | #DIV/0!
2013-07-02 | 2013-07-02 08:00 | 2013 | 7 | 2 | 8 | 3 | 0 | #DIV/0!
2013-07-02 | 2013-07-02 09:00 | 2013 | 7 | 2 | 9 | 3 | 0 | #DIV/0!
2013-07-02 | 2013-07-02 10:00 | 2013 | 7 | 2 | 10 | 3 | 0 | #DIV/0!
2013-07-02 | 2013-07-02 11:00 | 2013 | 7 | 2 | 11 | 3 | 0 | #DIV/0!
2013-07-02 | 2013-07-02 12:00 | 2013 | 7 | 2 | 12 | 3 | 0 | #DIV/0!
2013-07-02 | 2013-07-02 13:00 | 2013 | 7 | 2 | 13 | 3 | 0 | #DIV/0!
2013-07-02 | 2013-07-02 14:00 | 2013 | 7 | 2 | 14 | 3 | 0 | #DIV/0!
2013-07-02 | 2013-07-02 15:00 | 2013 | 7 | 2 | 15 | 3 | 0 | #DIV/0!
2013-07-02 | 2013-07-02 16:00 | 2013 | 7 | 2 | 16 | 3 | 0 | #DIV/0!
2013-07-02 | 2013-07-02 17:00 | 2013 | 7 | 2 | 17 | 3 | 0 | #DIV/0!
2013-07-02 | 2013-07-02 18:00 | 2013 | 7 | 2 | 18 | 3 | 0 | #DIV/0!
2013-07-02 | 2013-07-02 19:00 | 2013 | 7 | 2 | 19 | 3 | 0 | #DIV/0!
2013-07-02 | 2013-07-02 20:00 | 2013 | 7 | 2 | 20 | 3 | 0 | #DIV/0!
2013-07-02 | 2013-07-02 21:00 | 2013 | 7 | 2 | 21 | 3 | 0 | #DIV/0!
2013-07-02 | 2013-07-02 22:00 | 2013 | 7 | 2 | 22 | 3 | 0 | #DIV/0!
2013-07-02 | 2013-07-02 23:00 | 2013 | 7 | 2 | 23 | 3 | 0 | #DIV/0!
2013-07-03 | 2013-07-03 | 2013 | 7 | 3 | 24 | 4 | 0 | #DIV/0!
2013-07-03 | 2013-07-03 01:00 | 2013 | 7 | 3 | 1 | 4 | 0 | #DIV/0!
2013-07-03 | 2013-07-03 02:00 | 2013 | 7 | 3 | 2 | 4 | 0 | #DIV/0!
2013-07-03 | 2013-07-03 03:00 | 2013 | 7 | 3 | 3 | 4 | 0 | #DIV/0!
2013-07-03 | 2013-07-03 04:00 | 2013 | 7 | 3 | 4 | 4 | 0 | #DIV/0!
2013-07-03 | 2013-07-03 05:00 | 2013 | 7 | 3 | 5 | 4 | 0 | #DIV/0!
2013-07-03 | 2013-07-03 06:00 | 2013 | 7 | 3 | 6 | 4 | 0 | #DIV/0!
2013-07-03 | 2013-07-03 07:00 | 2013 | 7 | 3 | 7 | 4 | 0 | #DIV/0!
2013-07-03 | 2013-07-03 08:00 | 2013 | 7 | 3 | 8 | 4 | 0 | #DIV/0!
2013-07-03 | 2013-07-03 09:00 | 2013 | 7 | 3 | 9 | 4 | 0 | #DIV/0!
2013-07-03 | 2013-07-03 10:00 | 2013 | 7 | 3 | 10 | 4 | 0 | #DIV/0!
2013-07-03 | 2013-07-03 11:00 | 2013 | 7 | 3 | 11 | 4 | 0 | #DIV/0!
2013-07-03 | 2013-07-03 12:00 | 2013 | 7 | 3 | 12 | 4 | 0 | #DIV/0!
2013-07-03 | 2013-07-03 13:00 | 2013 | 7 | 3 | 13 | 4 | 0 | #DIV/0!
2013-07-03 | 2013-07-03 14:00 | 2013 | 7 | 3 | 14 | 4 | 0 | #DIV/0!
2013-07-03 | 2013-07-03 15:00 | 2013 | 7 | 3 | 15 | 4 | 0 | #DIV/0!
2013-07-03 | 2013-07-03 16:00 | 2013 | 7 | 3 | 16 | 4 | 0 | #DIV/0!
2013-07-03 | 2013-07-03 17:00 | 2013 | 7 | 3 | 17 | 4 | 0 | #DIV/0!
2013-07-03 | 2013-07-03 18:00 | 2013 | 7 | 3 | 18 | 4 | 0 | #DIV/0!
2013-07-03 | 2013-07-03 19:00 | 2013 | 7 | 3 | 19 | 4 | 0 | #DIV/0!
2013-07-03 | 2013-07-03 20:00 | 2013 | 7 | 3 | 20 | 4 | 0 | #DIV/0!
2013-07-03 | 2013-07-03 21:00 | 2013 | 7 | 3 | 21 | 4 | 0 | #DIV/0!
2013-07-03 | 2013-07-03 22:00 | 2013 | 7 | 3 | 22 | 4 | 0 | #DIV/0!
2013-07-03 | 2013-07-03 23:00 | 2013 | 7 | 3 | 23 | 4 | 0 | #DIV/0!
2013-07-04 | 2013-07-04 | 2013 | 7 | 4 | 24 | 5 | 0 | #DIV/0!
2013-07-04 | 2013-07-04 01:00 | 2013 | 7 | 4 | 1 | 5 | 0 | #DIV/0!
2013-07-04 | 2013-07-04 02:00 | 2013 | 7 | 4 | 2 | 5 | 0 | #DIV/0!
2013-07-04 | 2013-07-04 03:00 | 2013 | 7 | 4 | 3 | 5 | 0 | #DIV/0!
2013-07-04 | 2013-07-04 04:00 | 2013 | 7 | 4 | 4 | 5 | 0 | #DIV/0!
2013-07-04 | 2013-07-04 05:00 | 2013 | 7 | 4 | 5 | 5 | 0 | #DIV/0!
2013-07-04 | 2013-07-04 06:00 | 2013 | 7 | 4 | 6 | 5 | 0 | #DIV/0!
2013-07-04 | 2013-07-04 07:00 | 2013 | 7 | 4 | 7 | 5 | 0 | #DIV/0!
2013-07-04 | 2013-07-04 08:00 | 2013 | 7 | 4 | 8 | 5 | 0 | #DIV/0!
2013-07-04 | 2013-07-04 09:00 | 2013 | 7 | 4 | 9 | 5 | 0 | #DIV/0!
2013-07-04 | 2013-07-04 10:00 | 2013 | 7 | 4 | 10 | 5 | 0 | #DIV/0!
2013-07-04 | 2013-07-04 11:00 | 2013 | 7 | 4 | 11 | 5 | 0 | #DIV/0!
2013-07-04 | 2013-07-04 12:00 | 2013 | 7 | 4 | 12 | 5 | 0 | #DIV/0!
2013-07-04 | 2013-07-04 13:00 | 2013 | 7 | 4 | 13 | 5 | 0 | #DIV/0!
2013-07-04 | 2013-07-04 14:00 | 2013 | 7 | 4 | 14 | 5 | 0 | #DIV/0!
2013-07-04 | 2013-07-04 15:00 | 2013 | 7 | 4 | 15 | 5 | 0 | #DIV/0!
2013-07-04 | 2013-07-04 16:00 | 2013 | 7 | 4 | 16 | 5 | 0 | #DIV/0!
2013-07-04 | 2013-07-04 17:00 | 2013 | 7 | 4 | 17 | 5 | 0 | #DIV/0!
2013-07-04 | 2013-07-04 18:00 | 2013 | 7 | 4 | 18 | 5 | 0 | #DIV/0!
2013-07-04 | 2013-07-04 19:00 | 2013 | 7 | 4 | 19 | 5 | 0 | #DIV/0!
2013-07-04 | 2013-07-04 20:00 | 2013 | 7 | 4 | 20 | 5 | 0 | #DIV/0!
2013-07-04 | 2013-07-04 21:00 | 2013 | 7 | 4 | 21 | 5 | 0 | #DIV/0!
2013-07-04 | 2013-07-04 22:00 | 2013 | 7 | 4 | 22 | 5 | 0 | #DIV/0!
2013-07-04 | 2013-07-04 23:00 | 2013 | 7 | 4 | 23 | 5 | 0 | #DIV/0!
2013-07-05 | 2013-07-05 | 2013 | 7 | 5 | 24 | 6 | 0 | #DIV/0!
2013-07-05 | 2013-07-05 01:00 | 2013 | 7 | 5 | 1 | 6 | 0 | #DIV/0!
2013-07-05 | 2013-07-05 02:00 | 2013 | 7 | 5 | 2 | 6 | 0 | #DIV/0!
2013-07-05 | 2013-07-05 03:00 | 2013 | 7 | 5 | 3 | 6 | 0 | #DIV/0!
2013-07-05 | 2013-07-05 04:00 | 2013 | 7 | 5 | 4 | 6 | 0 | #DIV/0!
2013-07-05 | 2013-07-05 05:00 | 2013 | 7 | 5 | 5 | 6 | 0 | #DIV/0!
2013-07-05 | 2013-07-05 06:00 | 2013 | 7 | 5 | 6 | 6 | 0 | #DIV/0!
2013-07-05 | 2013-07-05 07:00 | 2013 | 7 | 5 | 7 | 6 | 0 | #DIV/0!
2013-07-05 | 2013-07-05 08:00 | 2013 | 7 | 5 | 8 | 6 | 0 | #DIV/0!
2013-07-05 | 2013-07-05 09:00 | 2013 | 7 | 5 | 9 | 6 | 0 | #DIV/0!
2013-07-05 | 2013-07-05 10:00 | 2013 | 7 | 5 | 10 | 6 | 0 | #DIV/0!
2013-07-05 | 2013-07-05 11:00 | 2013 | 7 | 5 | 11 | 6 | 0 | #DIV/0!
2013-07-05 | 2013-07-05 12:00 | 2013 | 7 | 5 | 12 | 6 | 0 | #DIV/0!
2013-07-05 | 2013-07-05 13:00 | 2013 | 7 | 5 | 13 | 6 | 0 | #DIV/0!
2013-07-05 | 2013-07-05 14:00 | 2013 | 7 | 5 | 14 | 6 | 0 | #DIV/0!
2013-07-05 | 2013-07-05 15:00 | 2013 | 7 | 5 | 15 | 6 | 0 | #DIV/0!
2013-07-05 | 2013-07-05 16:00 | 2013 | 7 | 5 | 16 | 6 | 0 | #DIV/0!
2013-07-05 | 2013-07-05 17:00 | 2013 | 7 | 5 | 17 | 6 | 0 | #DIV/0!
2013-07-05 | 2013-07-05 18:00 | 2013 | 7 | 5 | 18 | 6 | 0 | #DIV/0!
2013-07-05 | 2013-07-05 19:00 | 2013 | 7 | 5 | 19 | 6 | 0 | #DIV/0!
2013-07-05 | 2013-07-05 20:00 | 2013 | 7 | 5 | 20 | 6 | 0 | #DIV/0!
2013-07-05 | 2013-07-05 21:00 | 2013 | 7 | 5 | 21 | 6 | 0 | #DIV/0!
2013-07-05 | 2013-07-05 22:00 | 2013 | 7 | 5 | 22 | 6 | 0 | #DIV/0!
2013-07-05 | 2013-07-05 23:00 | 2013 | 7 | 5 | 23 | 6 | 0 | #DIV/0!
2013-07-06 | 2013-07-06 | 2013 | 7 | 6 | 24 | 7 | 0 | #DIV/0!
2013-07-06 | 2013-07-06 01:00 | 2013 | 7 | 6 | 1 | 7 | 0 | #DIV/0!
2013-07-06 | 2013-07-06 02:00 | 2013 | 7 | 6 | 2 | 7 | 0 | #DIV/0!
2013-07-06 | 2013-07-06 03:00 | 2013 | 7 | 6 | 3 | 7 | 0 | #DIV/0!
2013-07-06 | 2013-07-06 04:00 | 2013 | 7 | 6 | 4 | 7 | 0 | #DIV/0!
2013-07-06 | 2013-07-06 05:00 | 2013 | 7 | 6 | 5 | 7 | 0 | #DIV/0!
2013-07-06 | 2013-07-06 06:00 | 2013 | 7 | 6 | 6 | 7 | 0 | #DIV/0!
2013-07-06 | 2013-07-06 07:00 | 2013 | 7 | 6 | 7 | 7 | 0 | #DIV/0!
2013-07-06 | 2013-07-06 08:00 | 2013 | 7 | 6 | 8 | 7 | 0 | #DIV/0!
2013-07-06 | 2013-07-06 09:00 | 2013 | 7 | 6 | 9 | 7 | 0 | #DIV/0!
2013-07-06 | 2013-07-06 10:00 | 2013 | 7 | 6 | 10 | 7 | 0 | #DIV/0!
2013-07-06 | 2013-07-06 11:00 | 2013 | 7 | 6 | 11 | 7 | 0 | #DIV/0!
2013-07-06 | 2013-07-06 12:00 | 2013 | 7 | 6 | 12 | 7 | 0 | #DIV/0!
2013-07-06 | 2013-07-06 13:00 | 2013 | 7 | 6 | 13 | 7 | 0 | #DIV/0!
2013-07-06 | 2013-07-06 14:00 | 2013 | 7 | 6 | 14 | 7 | 0 | #DIV/0!
2013-07-06 | 2013-07-06 15:00 | 2013 | 7 | 6 | 15 | 7 | 0 | #DIV/0!
2013-07-06 | 2013-07-06 16:00 | 2013 | 7 | 6 | 16 | 7 | 0 | #DIV/0!
2013-07-06 | 2013-07-06 17:00 | 2013 | 7 | 6 | 17 | 7 | 0 | #DIV/0!
2013-07-06 | 2013-07-06 18:00 | 2013 | 7 | 6 | 18 | 7 | 0 | #DIV/0!
2013-07-06 | 2013-07-06 19:00 | 2013 | 7 | 6 | 19 | 7 | 0 | #DIV/0!
2013-07-06 | 2013-07-06 20:00 | 2013 | 7 | 6 | 20 | 7 | 0 | #DIV/0!
2013-07-06 | 2013-07-06 21:00 | 2013 | 7 | 6 | 21 | 7 | 0 | #DIV/0!
2013-07-06 | 2013-07-06 22:00 | 2013 | 7 | 6 | 22 | 7 | 0 | #DIV/0!
2013-07-06 | 2013-07-06 23:00 | 2013 | 7 | 6 | 23 | 7 | 0 | #DIV/0!
2013-07-07 | 2013-07-07 | 2013 | 7 | 7 | 24 | 1 | 0 | #DIV/0!
2013-07-07 | 2013-07-07 01:00 | 2013 | 7 | 7 | 1 | 1 | 0 | #DIV/0!
2013-07-07 | 2013-07-07 02:00 | 2013 | 7 | 7 | 2 | 1 | 0 | #DIV/0!
2013-07-07 | 2013-07-07 03:00 | 2013 | 7 | 7 | 3 | 1 | 0 | #DIV/0!
2013-07-07 | 2013-07-07 04:00 | 2013 | 7 | 7 | 4 | 1 | 0 | #DIV/0!
2013-07-07 | 2013-07-07 05:00 | 2013 | 7 | 7 | 5 | 1 | 0 | #DIV/0!
2013-07-07 | 2013-07-07 06:00 | 2013 | 7 | 7 | 6 | 1 | 0 | #DIV/0!
2013-07-07 | 2013-07-07 07:00 | 2013 | 7 | 7 | 7 | 1 | 0 | #DIV/0!
2013-07-07 | 2013-07-07 08:00 | 2013 | 7 | 7 | 8 | 1 | 0 | #DIV/0!
2013-07-07 | 2013-07-07 09:00 | 2013 | 7 | 7 | 9 | 1 | 0 | #DIV/0!
2013-07-07 | 2013-07-07 10:00 | 2013 | 7 | 7 | 10 | 1 | 0 | #DIV/0!
2013-07-07 | 2013-07-07 11:00 | 2013 | 7 | 7 | 11 | 1 | 0 | #DIV/0!
2013-07-07 | 2013-07-07 12:00 | 2013 | 7 | 7 | 12 | 1 | 0 | #DIV/0!
2013-07-07 | 2013-07-07 13:00 | 2013 | 7 | 7 | 13 | 1 | 0 | #DIV/0!
2013-07-07 | 2013-07-07 14:00 | 2013 | 7 | 7 | 14 | 1 | 0 | #DIV/0!
2013-07-07 | 2013-07-07 15:00 | 2013 | 7 | 7 | 15 | 1 | 0 | #DIV/0!
2013-07-07 | 2013-07-07 16:00 | 2013 | 7 | 7 | 16 | 1 | 0 | #DIV/0!
2013-07-07 | 2013-07-07 17:00 | 2013 | 7 | 7 | 17 | 1 | 0 | #DIV/0!
2013-07-07 | 2013-07-07 18:00 | 2013 | 7 | 7 | 18 | 1 | 0 | #DIV/0!
2013-07-07 | 2013-07-07 19:00 | 2013 | 7 | 7 | 19 | 1 | 0 | #DIV/0!
2013-07-07 | 2013-07-07 20:00 | 2013 | 7 | 7 | 20 | 1 | 0 | #DIV/0!
2013-07-07 | 2013-07-07 21:00 | 2013 | 7 | 7 | 21 | 1 | 0 | #DIV/0!
2013-07-07 | 2013-07-07 22:00 | 2013 | 7 | 7 | 22 | 1 | 0 | #DIV/0!
2013-07-07 | 2013-07-07 23:00 | 2013 | 7 | 7 | 23 | 1 | 0 | #DIV/0!
2013-07-08 | 2013-07-08 | 2013 | 7 | 8 | 24 | 2 | 0 | #DIV/0!
2013-07-08 | 2013-07-08 01:00 | 2013 | 7 | 8 | 1 | 2 | 0 | #DIV/0!
2013-07-08 | 2013-07-08 02:00 | 2013 | 7 | 8 | 2 | 2 | 0 | #DIV/0!
2013-07-08 | 2013-07-08 03:00 | 2013 | 7 | 8 | 3 | 2 | 0 | #DIV/0!
2013-07-08 | 2013-07-08 04:00 | 2013 | 7 | 8 | 4 | 2 | 0 | #DIV/0!
2013-07-08 | 2013-07-08 05:00 | 2013 | 7 | 8 | 5 | 2 | 0 | #DIV/0!
2013-07-08 | 2013-07-08 06:00 | 2013 | 7 | 8 | 6 | 2 | 0 | #DIV/0!
2013-07-08 | 2013-07-08 07:00 | 2013 | 7 | 8 | 7 | 2 | 0 | #DIV/0!
2013-07-08 | 2013-07-08 08:00 | 2013 | 7 | 8 | 8 | 2 | 0 | #DIV/0!
2013-07-08 | 2013-07-08 09:00 | 2013 | 7 | 8 | 9 | 2 | 0 | #DIV/0!
2013-07-08 | 2013-07-08 10:00 | 2013 | 7 | 8 | 10 | 2 | 0 | #DIV/0!
2013-07-08 | 2013-07-08 11:00 | 2013 | 7 | 8 | 11 | 2 | 0 | #DIV/0!
2013-07-08 | 2013-07-08 12:00 | 2013 | 7 | 8 | 12 | 2 | 0 | #DIV/0!
2013-07-08 | 2013-07-08 13:00 | 2013 | 7 | 8 | 13 | 2 | 0 | #DIV/0!
2013-07-08 | 2013-07-08 14:00 | 2013 | 7 | 8 | 14 | 2 | 0 | #DIV/0!
2013-07-08 | 2013-07-08 15:00 | 2013 | 7 | 8 | 15 | 2 | 0 | #DIV/0!
2013-07-08 | 2013-07-08 16:00 | 2013 | 7 | 8 | 16 | 2 | 0 | #DIV/0!
2013-07-08 | 2013-07-08 17:00 | 2013 | 7 | 8 | 17 | 2 | 0 | #DIV/0!
2013-07-08 | 2013-07-08 18:00 | 2013 | 7 | 8 | 18 | 2 | 0 | #DIV/0!
2013-07-08 | 2013-07-08 19:00 | 2013 | 7 | 8 | 19 | 2 | 0 | #DIV/0!
2013-07-08 | 2013-07-08 20:00 | 2013 | 7 | 8 | 20 | 2 | 0 | #DIV/0!
2013-07-08 | 2013-07-08 21:00 | 2013 | 7 | 8 | 21 | 2 | 0 | #DIV/0!
2013-07-08 | 2013-07-08 22:00 | 2013 | 7 | 8 | 22 | 2 | 0 | #DIV/0!
2013-07-08 | 2013-07-08 23:00 | 2013 | 7 | 8 | 23 | 2 | 0 | #DIV/0!
2013-07-09 | 2013-07-09 | 2013 | 7 | 9 | 24 | 3 | 0 | #DIV/0!
2013-07-09 | 2013-07-09 01:00 | 2013 | 7 | 9 | 1 | 3 | 0 | #DIV/0!
2013-07-09 | 2013-07-09 02:00 | 2013 | 7 | 9 | 2 | 3 | 0 | #DIV/0!
2013-07-09 | 2013-07-09 03:00 | 2013 | 7 | 9 | 3 | 3 | 0 | #DIV/0!
2013-07-09 | 2013-07-09 04:00 | 2013 | 7 | 9 | 4 | 3 | 0 | #DIV/0!
2013-07-09 | 2013-07-09 05:00 | 2013 | 7 | 9 | 5 | 3 | 0 | #DIV/0!
2013-07-09 | 2013-07-09 06:00 | 2013 | 7 | 9 | 6 | 3 | 0 | #DIV/0!
2013-07-09 | 2013-07-09 07:00 | 2013 | 7 | 9 | 7 | 3 | 0 | #DIV/0!
2013-07-09 | 2013-07-09 08:00 | 2013 | 7 | 9 | 8 | 3 | 0 | #DIV/0!
2013-07-09 | 2013-07-09 09:00 | 2013 | 7 | 9 | 9 | 3 | 0 | #DIV/0!
2013-07-09 | 2013-07-09 10:00 | 2013 | 7 | 9 | 10 | 3 | 0 | #DIV/0!
2013-07-09 | 2013-07-09 11:00 | 2013 | 7 | 9 | 11 | 3 | 0 | #DIV/0!
2013-07-09 | 2013-07-09 12:00 | 2013 | 7 | 9 | 12 | 3 | 0 | #DIV/0!
2013-07-09 | 2013-07-09 13:00 | 2013 | 7 | 9 | 13 | 3 | 0 | #DIV/0!
2013-07-09 | 2013-07-09 14:00 | 2013 | 7 | 9 | 14 | 3 | 0 | #DIV/0!
2013-07-09 | 2013-07-09 15:00 | 2013 | 7 | 9 | 15 | 3 | 0 | #DIV/0!
2013-07-09 | 2013-07-09 16:00 | 2013 | 7 | 9 | 16 | 3 | 0 | #DIV/0!
2013-07-09 | 2013-07-09 17:00 | 2013 | 7 | 9 | 17 | 3 | 0 | #DIV/0!
2013-07-09 | 2013-07-09 18:00 | 2013 | 7 | 9 | 18 | 3 | 0 | #DIV/0!
2013-07-09 | 2013-07-09 19:00 | 2013 | 7 | 9 | 19 | 3 | 0 | #DIV/0!
2013-07-09 | 2013-07-09 20:00 | 2013 | 7 | 9 | 20 | 3 | 0 | #DIV/0!
2013-07-09 | 2013-07-09 21:00 | 2013 | 7 | 9 | 21 | 3 | 0 | #DIV/0!
2013-07-09 | 2013-07-09 22:00 | 2013 | 7 | 9 | 22 | 3 | 0 | #DIV/0!
2013-07-09 | 2013-07-09 23:00 | 2013 | 7 | 9 | 23 | 3 | 0 | #DIV/0!
2013-07-10 | 2013-07-10 | 2013 | 7 | 10 | 24 | 4 | 0 | #DIV/0!
2013-07-10 | 2013-07-10 01:00 | 2013 | 7 | 10 | 1 | 4 | 0 | #DIV/0!
2013-07-10 | 2013-07-10 02:00 | 2013 | 7 | 10 | 2 | 4 | 0 | #DIV/0!
2013-07-10 | 2013-07-10 03:00 | 2013 | 7 | 10 | 3 | 4 | 0 | #DIV/0!
2013-07-10 | 2013-07-10 04:00 | 2013 | 7 | 10 | 4 | 4 | 0 | #DIV/0!
2013-07-10 | 2013-07-10 05:00 | 2013 | 7 | 10 | 5 | 4 | 0 | #DIV/0!
2013-07-10 | 2013-07-10 06:00 | 2013 | 7 | 10 | 6 | 4 | 0 | #DIV/0!
2013-07-10 | 2013-07-10 07:00 | 2013 | 7 | 10 | 7 | 4 | 0 | #DIV/0!
2013-07-10 | 2013-07-10 08:00 | 2013 | 7 | 10 | 8 | 4 | 0 | #DIV/0!
2013-07-10 | 2013-07-10 09:00 | 2013 | 7 | 10 | 9 | 4 | 0 | #DIV/0!
2013-07-10 | 2013-07-10 10:00 | 2013 | 7 | 10 | 10 | 4 | 0 | #DIV/0!
2013-07-10 | 2013-07-10 11:00 | 2013 | 7 | 10 | 11 | 4 | 0 | #DIV/0!
2013-07-10 | 2013-07-10 12:00 | 2013 | 7 | 10 | 12 | 4 | 0 | #DIV/0!
2013-07-10 | 2013-07-10 13:00 | 2013 | 7 | 10 | 13 | 4 | 0 | #DIV/0!
2013-07-10 | 2013-07-10 14:00 | 2013 | 7 | 10 | 14 | 4 | 0 | #DIV/0!
2013-07-10 | 2013-07-10 15:00 | 2013 | 7 | 10 | 15 | 4 | 0 | #DIV/0!
2013-07-10 | 2013-07-10 16:00 | 2013 | 7 | 10 | 16 | 4 | 0 | #DIV/0!
2013-07-10 | 2013-07-10 17:00 | 2013 | 7 | 10 | 17 | 4 | 0 | #DIV/0!
2013-07-10 | 2013-07-10 18:00 | 2013 | 7 | 10 | 18 | 4 | 0 | #DIV/0!
2013-07-10 | 2013-07-10 19:00 | 2013 | 7 | 10 | 19 | 4 | 0 | #DIV/0!
2013-07-10 | 2013-07-10 20:00 | 2013 | 7 | 10 | 20 | 4 | 0 | #DIV/0!
2013-07-10 | 2013-07-10 21:00 | 2013 | 7 | 10 | 21 | 4 | 0 | #DIV/0!
2013-07-10 | 2013-07-10 22:00 | 2013 | 7 | 10 | 22 | 4 | 0 | #DIV/0!
2013-07-10 | 2013-07-10 23:00 | 2013 | 7 | 10 | 23 | 4 | 0 | #DIV/0!
2013-07-11 | 2013-07-11 | 2013 | 7 | 11 | 24 | 5 | 0 | #DIV/0!
2013-07-11 | 2013-07-11 01:00 | 2013 | 7 | 11 | 1 | 5 | 0 | #DIV/0!
2013-07-11 | 2013-07-11 02:00 | 2013 | 7 | 11 | 2 | 5 | 0 | #DIV/0!
2013-07-11 | 2013-07-11 03:00 | 2013 | 7 | 11 | 3 | 5 | 0 | #DIV/0!
2013-07-11 | 2013-07-11 04:00 | 2013 | 7 | 11 | 4 | 5 | 0 | #DIV/0!
2013-07-11 | 2013-07-11 05:00 | 2013 | 7 | 11 | 5 | 5 | 0 | #DIV/0!
2013-07-11 | 2013-07-11 06:00 | 2013 | 7 | 11 | 6 | 5 | 0 | #DIV/0!
2013-07-11 | 2013-07-11 07:00 | 2013 | 7 | 11 | 7 | 5 | 0 | #DIV/0!
2013-07-11 | 2013-07-11 08:00 | 2013 | 7 | 11 | 8 | 5 | 0 | #DIV/0!
2013-07-11 | 2013-07-11 09:00 | 2013 | 7 | 11 | 9 | 5 | 0 | #DIV/0!
2013-07-11 | 2013-07-11 10:00 | 2013 | 7 | 11 | 10 | 5 | 0 | #DIV/0!
2013-07-11 | 2013-07-11 11:00 | 2013 | 7 | 11 | 11 | 5 | 0 | #DIV/0!
2013-07-11 | 2013-07-11 12:00 | 2013 | 7 | 11 | 12 | 5 | 0 | #DIV/0!
2013-07-11 | 2013-07-11 13:00 | 2013 | 7 | 11 | 13 | 5 | 0 | #DIV/0!
2013-07-11 | 2013-07-11 14:00 | 2013 | 7 | 11 | 14 | 5 | 0 | #DIV/0!
2013-07-11 | 2013-07-11 15:00 | 2013 | 7 | 11 | 15 | 5 | 0 | #DIV/0!
2013-07-11 | 2013-07-11 16:00 | 2013 | 7 | 11 | 16 | 5 | 0 | #DIV/0!
2013-07-11 | 2013-07-11 17:00 | 2013 | 7 | 11 | 17 | 5 | 0 | #DIV/0!
2013-07-11 | 2013-07-11 18:00 | 2013 | 7 | 11 | 18 | 5 | 0 | #DIV/0!
2013-07-11 | 2013-07-11 19:00 | 2013 | 7 | 11 | 19 | 5 | 0 | #DIV/0!
2013-07-11 | 2013-07-11 20:00 | 2013 | 7 | 11 | 20 | 5 | 0 | #DIV/0!
2013-07-11 | 2013-07-11 21:00 | 2013 | 7 | 11 | 21 | 5 | 0 | #DIV/0!
2013-07-11 | 2013-07-11 22:00 | 2013 | 7 | 11 | 22 | 5 | 0 | #DIV/0!
2013-07-11 | 2013-07-11 23:00 | 2013 | 7 | 11 | 23 | 5 | 0 | #DIV/0!
2013-07-12 | 2013-07-12 | 2013 | 7 | 12 | 24 | 6 | 0 | #DIV/0!
2013-07-12 | 2013-07-12 01:00 | 2013 | 7 | 12 | 1 | 6 | 0 | #DIV/0!
2013-07-12 | 2013-07-12 02:00 | 2013 | 7 | 12 | 2 | 6 | 0 | #DIV/0!
2013-07-12 | 2013-07-12 03:00 | 2013 | 7 | 12 | 3 | 6 | 0 | #DIV/0!
2013-07-12 | 2013-07-12 04:00 | 2013 | 7 | 12 | 4 | 6 | 0 | #DIV/0!
2013-07-12 | 2013-07-12 05:00 | 2013 | 7 | 12 | 5 | 6 | 0 | #DIV/0!
2013-07-12 | 2013-07-12 06:00 | 2013 | 7 | 12 | 6 | 6 | 0 | #DIV/0!
2013-07-12 | 2013-07-12 07:00 | 2013 | 7 | 12 | 7 | 6 | 0 | #DIV/0!
2013-07-12 | 2013-07-12 08:00 | 2013 | 7 | 12 | 8 | 6 | 0 | #DIV/0!
2013-07-12 | 2013-07-12 09:00 | 2013 | 7 | 12 | 9 | 6 | 0 | #DIV/0!
2013-07-12 | 2013-07-12 10:00 | 2013 | 7 | 12 | 10 | 6 | 0 | #DIV/0!
2013-07-12 | 2013-07-12 11:00 | 2013 | 7 | 12 | 11 | 6 | 0 | #DIV/0!
2013-07-12 | 2013-07-12 12:00 | 2013 | 7 | 12 | 12 | 6 | 0 | #DIV/0!
2013-07-12 | 2013-07-12 13:00 | 2013 | 7 | 12 | 13 | 6 | 0 | #DIV/0!
2013-07-12 | 2013-07-12 14:00 | 2013 | 7 | 12 | 14 | 6 | 0 | #DIV/0!
2013-07-12 | 2013-07-12 15:00 | 2013 | 7 | 12 | 15 | 6 | 0 | #DIV/0!
2013-07-12 | 2013-07-12 16:00 | 2013 | 7 | 12 | 16 | 6 | 0 | #DIV/0!
2013-07-12 | 2013-07-12 17:00 | 2013 | 7 | 12 | 17 | 6 | 0 | #DIV/0!
2013-07-12 | 2013-07-12 18:00 | 2013 | 7 | 12 | 18 | 6 | 0 | #DIV/0!
2013-07-12 | 2013-07-12 19:00 | 2013 | 7 | 12 | 19 | 6 | 0 | #DIV/0!
2013-07-12 | 2013-07-12 20:00 | 2013 | 7 | 12 | 20 | 6 | 0 | #DIV/0!
2013-07-12 | 2013-07-12 21:00 | 2013 | 7 | 12 | 21 | 6 | 0 | #DIV/0!
2013-07-12 | 2013-07-12 22:00 | 2013 | 7 | 12 | 22 | 6 | 0 | #DIV/0!
2013-07-12 | 2013-07-12 23:00 | 2013 | 7 | 12 | 23 | 6 | 0 | #DIV/0!
2013-07-13 | 2013-07-13 | 2013 | 7 | 13 | 24 | 7 | 0 | #DIV/0!
2013-07-13 | 2013-07-13 01:00 | 2013 | 7 | 13 | 1 | 7 | 0 | #DIV/0!
2013-07-13 | 2013-07-13 02:00 | 2013 | 7 | 13 | 2 | 7 | 0 | #DIV/0!
2013-07-13 | 2013-07-13 03:00 | 2013 | 7 | 13 | 3 | 7 | 0 | #DIV/0!
2013-07-13 | 2013-07-13 04:00 | 2013 | 7 | 13 | 4 | 7 | 0 | #DIV/0!
2013-07-13 | 2013-07-13 05:00 | 2013 | 7 | 13 | 5 | 7 | 0 | #DIV/0!
2013-07-13 | 2013-07-13 06:00 | 2013 | 7 | 13 | 6 | 7 | 0 | #DIV/0!
2013-07-13 | 2013-07-13 07:00 | 2013 | 7 | 13 | 7 | 7 | 0 | #DIV/0!
2013-07-13 | 2013-07-13 08:00 | 2013 | 7 | 13 | 8 | 7 | 0 | #DIV/0!
2013-07-13 | 2013-07-13 09:00 | 2013 | 7 | 13 | 9 | 7 | 0 | #DIV/0!
2013-07-13 | 2013-07-13 10:00 | 2013 | 7 | 13 | 10 | 7 | 0 | #DIV/0!
2013-07-13 | 2013-07-13 11:00 | 2013 | 7 | 13 | 11 | 7 | 0 | #DIV/0!
2013-07-13 | 2013-07-13 12:00 | 2013 | 7 | 13 | 12 | 7 | 0 | #DIV/0!
2013-07-13 | 2013-07-13 13:00 | 2013 | 7 | 13 | 13 | 7 | 0 | #DIV/0!
2013-07-13 | 2013-07-13 14:00 | 2013 | 7 | 13 | 14 | 7 | 0 | #DIV/0!
2013-07-13 | 2013-07-13 15:00 | 2013 | 7 | 13 | 15 | 7 | 0 | #DIV/0!
2013-07-13 | 2013-07-13 16:00 | 2013 | 7 | 13 | 16 | 7 | 0 | #DIV/0!
2013-07-13 | 2013-07-13 17:00 | 2013 | 7 | 13 | 17 | 7 | 0 | #DIV/0!
2013-07-13 | 2013-07-13 18:00 | 2013 | 7 | 13 | 18 | 7 | 0 | #DIV/0!
2013-07-13 | 2013-07-13 19:00 | 2013 | 7 | 13 | 19 | 7 | 0 | #DIV/0!
2013-07-13 | 2013-07-13 20:00 | 2013 | 7 | 13 | 20 | 7 | 0 | #DIV/0!
2013-07-13 | 2013-07-13 21:00 | 2013 | 7 | 13 | 21 | 7 | 0 | #DIV/0!
2013-07-13 | 2013-07-13 22:00 | 2013 | 7 | 13 | 22 | 7 | 0 | #DIV/0!
2013-07-13 | 2013-07-13 23:00 | 2013 | 7 | 13 | 23 | 7 | 0 | #DIV/0!
2013-07-14 | 2013-07-14 | 2013 | 7 | 14 | 24 | 1 | 0 | #DIV/0!
2013-07-14 | 2013-07-14 01:00 | 2013 | 7 | 14 | 1 | 1 | 0 | #DIV/0!
2013-07-14 | 2013-07-14 02:00 | 2013 | 7 | 14 | 2 | 1 | 0 | #DIV/0!
2013-07-14 | 2013-07-14 03:00 | 2013 | 7 | 14 | 3 | 1 | 0 | #DIV/0!
2013-07-14 | 2013-07-14 04:00 | 2013 | 7 | 14 | 4 | 1 | 0 | #DIV/0!
2013-07-14 | 2013-07-14 05:00 | 2013 | 7 | 14 | 5 | 1 | 0 | #DIV/0!
2013-07-14 | 2013-07-14 06:00 | 2013 | 7 | 14 | 6 | 1 | 0 | #DIV/0!
2013-07-14 | 2013-07-14 07:00 | 2013 | 7 | 14 | 7 | 1 | 0 | #DIV/0!
2013-07-14 | 2013-07-14 08:00 | 2013 | 7 | 14 | 8 | 1 | 0 | #DIV/0!
2013-07-14 | 2013-07-14 09:00 | 2013 | 7 | 14 | 9 | 1 | 0 | #DIV/0!
2013-07-14 | 2013-07-14 10:00 | 2013 | 7 | 14 | 10 | 1 | 0 | #DIV/0!
2013-07-14 | 2013-07-14 11:00 | 2013 | 7 | 14 | 11 | 1 | 0 | #DIV/0!
2013-07-14 | 2013-07-14 12:00 | 2013 | 7 | 14 | 12 | 1 | 0 | #DIV/0!
2013-07-14 | 2013-07-14 13:00 | 2013 | 7 | 14 | 13 | 1 | 0 | #DIV/0!
2013-07-14 | 2013-07-14 14:00 | 2013 | 7 | 14 | 14 | 1 | 0 | #DIV/0!
2013-07-14 | 2013-07-14 15:00 | 2013 | 7 | 14 | 15 | 1 | 0 | #DIV/0!
2013-07-14 | 2013-07-14 16:00 | 2013 | 7 | 14 | 16 | 1 | 0 | #DIV/0!
2013-07-14 | 2013-07-14 17:00 | 2013 | 7 | 14 | 17 | 1 | 0 | #DIV/0!
2013-07-14 | 2013-07-14 18:00 | 2013 | 7 | 14 | 18 | 1 | 0 | #DIV/0!
2013-07-14 | 2013-07-14 19:00 | 2013 | 7 | 14 | 19 | 1 | 0 | #DIV/0!
2013-07-14 | 2013-07-14 20:00 | 2013 | 7 | 14 | 20 | 1 | 0 | #DIV/0!
2013-07-14 | 2013-07-14 21:00 | 2013 | 7 | 14 | 21 | 1 | 0 | #DIV/0!
2013-07-14 | 2013-07-14 22:00 | 2013 | 7 | 14 | 22 | 1 | 0 | #DIV/0!
2013-07-14 | 2013-07-14 23:00 | 2013 | 7 | 14 | 23 | 1 | 0 | #DIV/0!
2013-07-15 | 2013-07-15 | 2013 | 7 | 15 | 24 | 2 | 0 | #DIV/0!
2013-07-15 | 2013-07-15 01:00 | 2013 | 7 | 15 | 1 | 2 | 0 | #DIV/0!
2013-07-15 | 2013-07-15 02:00 | 2013 | 7 | 15 | 2 | 2 | 0 | #DIV/0!
2013-07-15 | 2013-07-15 03:00 | 2013 | 7 | 15 | 3 | 2 | 0 | #DIV/0!
2013-07-15 | 2013-07-15 04:00 | 2013 | 7 | 15 | 4 | 2 | 0 | #DIV/0!
2013-07-15 | 2013-07-15 05:00 | 2013 | 7 | 15 | 5 | 2 | 0 | #DIV/0!
2013-07-15 | 2013-07-15 06:00 | 2013 | 7 | 15 | 6 | 2 | 0 | #DIV/0!
2013-07-15 | 2013-07-15 07:00 | 2013 | 7 | 15 | 7 | 2 | 0 | #DIV/0!
2013-07-15 | 2013-07-15 08:00 | 2013 | 7 | 15 | 8 | 2 | 0 | #DIV/0!
2013-07-15 | 2013-07-15 09:00 | 2013 | 7 | 15 | 9 | 2 | 0 | #DIV/0!
2013-07-15 | 2013-07-15 10:00 | 2013 | 7 | 15 | 10 | 2 | 0 | #DIV/0!
2013-07-15 | 2013-07-15 11:00 | 2013 | 7 | 15 | 11 | 2 | 0 | #DIV/0!
2013-07-15 | 2013-07-15 12:00 | 2013 | 7 | 15 | 12 | 2 | 0 | #DIV/0!
2013-07-15 | 2013-07-15 13:00 | 2013 | 7 | 15 | 13 | 2 | 0 | #DIV/0!
2013-07-15 | 2013-07-15 14:00 | 2013 | 7 | 15 | 14 | 2 | 0 | #DIV/0!
2013-07-15 | 2013-07-15 15:00 | 2013 | 7 | 15 | 15 | 2 | 0 | #DIV/0!
2013-07-15 | 2013-07-15 16:00 | 2013 | 7 | 15 | 16 | 2 | 0 | #DIV/0!
2013-07-15 | 2013-07-15 17:00 | 2013 | 7 | 15 | 17 | 2 | 0 | #DIV/0!
2013-07-15 | 2013-07-15 18:00 | 2013 | 7 | 15 | 18 | 2 | 0 | #DIV/0!
2013-07-15 | 2013-07-15 19:00 | 2013 | 7 | 15 | 19 | 2 | 0 | #DIV/0!
2013-07-15 | 2013-07-15 20:00 | 2013 | 7 | 15 | 20 | 2 | 0 | #DIV/0!
2013-07-15 | 2013-07-15 21:00 | 2013 | 7 | 15 | 21 | 2 | 0 | #DIV/0!
2013-07-15 | 2013-07-15 22:00 | 2013 | 7 | 15 | 22 | 2 | 0 | #DIV/0!
2013-07-15 | 2013-07-15 23:00 | 2013 | 7 | 15 | 23 | 2 | 0 | #DIV/0!
2013-07-16 | 2013-07-16 | 2013 | 7 | 16 | 24 | 3 | 0 | #DIV/0!
2013-07-16 | 2013-07-16 01:00 | 2013 | 7 | 16 | 1 | 3 | 0 | #DIV/0!
2013-07-16 | 2013-07-16 02:00 | 2013 | 7 | 16 | 2 | 3 | 0 | #DIV/0!
2013-07-16 | 2013-07-16 03:00 | 2013 | 7 | 16 | 3 | 3 | 0 | #DIV/0!
2013-07-16 | 2013-07-16 04:00 | 2013 | 7 | 16 | 4 | 3 | 0 | #DIV/0!
2013-07-16 | 2013-07-16 05:00 | 2013 | 7 | 16 | 5 | 3 | 0 | #DIV/0!
2013-07-16 | 2013-07-16 06:00 | 2013 | 7 | 16 | 6 | 3 | 0 | #DIV/0!
2013-07-16 | 2013-07-16 07:00 | 2013 | 7 | 16 | 7 | 3 | 0 | #DIV/0!
2013-07-16 | 2013-07-16 08:00 | 2013 | 7 | 16 | 8 | 3 | 0 | #DIV/0!
2013-07-16 | 2013-07-16 09:00 | 2013 | 7 | 16 | 9 | 3 | 0 | #DIV/0!
2013-07-16 | 2013-07-16 10:00 | 2013 | 7 | 16 | 10 | 3 | 0 | #DIV/0!
2013-07-16 | 2013-07-16 11:00 | 2013 | 7 | 16 | 11 | 3 | 0 | #DIV/0!
2013-07-16 | 2013-07-16 12:00 | 2013 | 7 | 16 | 12 | 3 | 0 | #DIV/0!
2013-07-16 | 2013-07-16 13:00 | 2013 | 7 | 16 | 13 | 3 | 0 | #DIV/0!
2013-07-16 | 2013-07-16 14:00 | 2013 | 7 | 16 | 14 | 3 | 0 | #DIV/0!
2013-07-16 | 2013-07-16 15:00 | 2013 | 7 | 16 | 15 | 3 | 0 | #DIV/0!
2013-07-16 | 2013-07-16 16:00 | 2013 | 7 | 16 | 16 | 3 | 0 | #DIV/0!
2013-07-16 | 2013-07-16 17:00 | 2013 | 7 | 16 | 17 | 3 | 0 | #DIV/0!
2013-07-16 | 2013-07-16 18:00 | 2013 | 7 | 16 | 18 | 3 | 0 | #DIV/0!
2013-07-16 | 2013-07-16 19:00 | 2013 | 7 | 16 | 19 | 3 | 0 | #DIV/0!
2013-07-16 | 2013-07-16 20:00 | 2013 | 7 | 16 | 20 | 3 | 0 | #DIV/0!
2013-07-16 | 2013-07-16 21:00 | 2013 | 7 | 16 | 21 | 3 | 0 | #DIV/0!
2013-07-16 | 2013-07-16 22:00 | 2013 | 7 | 16 | 22 | 3 | 0 | #DIV/0!
2013-07-16 | 2013-07-16 23:00 | 2013 | 7 | 16 | 23 | 3 | 0 | #DIV/0!
2013-07-17 | 2013-07-17 | 2013 | 7 | 17 | 24 | 4 | 0 | #DIV/0!
2013-07-17 | 2013-07-17 01:00 | 2013 | 7 | 17 | 1 | 4 | 0 | #DIV/0!
2013-07-17 | 2013-07-17 02:00 | 2013 | 7 | 17 | 2 | 4 | 0 | #DIV/0!
2013-07-17 | 2013-07-17 03:00 | 2013 | 7 | 17 | 3 | 4 | 0 | #DIV/0!
2013-07-17 | 2013-07-17 04:00 | 2013 | 7 | 17 | 4 | 4 | 0 | #DIV/0!
2013-07-17 | 2013-07-17 05:00 | 2013 | 7 | 17 | 5 | 4 | 0 | #DIV/0!
2013-07-17 | 2013-07-17 06:00 | 2013 | 7 | 17 | 6 | 4 | 0 | #DIV/0!
2013-07-17 | 2013-07-17 07:00 | 2013 | 7 | 17 | 7 | 4 | 0 | #DIV/0!
2013-07-17 | 2013-07-17 08:00 | 2013 | 7 | 17 | 8 | 4 | 0 | #DIV/0!
2013-07-17 | 2013-07-17 09:00 | 2013 | 7 | 17 | 9 | 4 | 0 | #DIV/0!
2013-07-17 | 2013-07-17 10:00 | 2013 | 7 | 17 | 10 | 4 | 0 | #DIV/0!
2013-07-17 | 2013-07-17 11:00 | 2013 | 7 | 17 | 11 | 4 | 0 | #DIV/0!
2013-07-17 | 2013-07-17 12:00 | 2013 | 7 | 17 | 12 | 4 | 0 | #DIV/0!
2013-07-17 | 2013-07-17 13:00 | 2013 | 7 | 17 | 13 | 4 | 0 | #DIV/0!
2013-07-17 | 2013-07-17 14:00 | 2013 | 7 | 17 | 14 | 4 | 0 | #DIV/0!
2013-07-17 | 2013-07-17 15:00 | 2013 | 7 | 17 | 15 | 4 | 0 | #DIV/0!
2013-07-17 | 2013-07-17 16:00 | 2013 | 7 | 17 | 16 | 4 | 0 | #DIV/0!
2013-07-17 | 2013-07-17 17:00 | 2013 | 7 | 17 | 17 | 4 | 0 | #DIV/0!
2013-07-17 | 2013-07-17 18:00 | 2013 | 7 | 17 | 18 | 4 | 0 | #DIV/0!
2013-07-17 | 2013-07-17 19:00 | 2013 | 7 | 17 | 19 | 4 | 0 | #DIV/0!
2013-07-17 | 2013-07-17 20:00 | 2013 | 7 | 17 | 20 | 4 | 0 | #DIV/0!
2013-07-17 | 2013-07-17 21:00 | 2013 | 7 | 17 | 21 | 4 | 0 | #DIV/0!
2013-07-17 | 2013-07-17 22:00 | 2013 | 7 | 17 | 22 | 4 | 0 | #DIV/0!
2013-07-17 | 2013-07-17 23:00 | 2013 | 7 | 17 | 23 | 4 | 0 | #DIV/0!
2013-07-18 | 2013-07-18 | 2013 | 7 | 18 | 24 | 5 | 0 | #DIV/0!
2013-07-18 | 2013-07-18 01:00 | 2013 | 7 | 18 | 1 | 5 | 0 | #DIV/0!
2013-07-18 | 2013-07-18 02:00 | 2013 | 7 | 18 | 2 | 5 | 0 | #DIV/0!
2013-07-18 | 2013-07-18 03:00 | 2013 | 7 | 18 | 3 | 5 | 0 | #DIV/0!
2013-07-18 | 2013-07-18 04:00 | 2013 | 7 | 18 | 4 | 5 | 0 | #DIV/0!
2013-07-18 | 2013-07-18 05:00 | 2013 | 7 | 18 | 5 | 5 | 0 | #DIV/0!
2013-07-18 | 2013-07-18 06:00 | 2013 | 7 | 18 | 6 | 5 | 0 | #DIV/0!
2013-07-18 | 2013-07-18 07:00 | 2013 | 7 | 18 | 7 | 5 | 0 | #DIV/0!
2013-07-18 | 2013-07-18 08:00 | 2013 | 7 | 18 | 8 | 5 | 0 | #DIV/0!
2013-07-18 | 2013-07-18 09:00 | 2013 | 7 | 18 | 9 | 5 | 0 | #DIV/0!
2013-07-18 | 2013-07-18 10:00 | 2013 | 7 | 18 | 10 | 5 | 0 | #DIV/0!
2013-07-18 | 2013-07-18 11:00 | 2013 | 7 | 18 | 11 | 5 | 0 | #DIV/0!
2013-07-18 | 2013-07-18 12:00 | 2013 | 7 | 18 | 12 | 5 | 0 | #DIV/0!
2013-07-18 | 2013-07-18 13:00 | 2013 | 7 | 18 | 13 | 5 | 0 | #DIV/0!
2013-07-18 | 2013-07-18 14:00 | 2013 | 7 | 18 | 14 | 5 | 0 | #DIV/0!
2013-07-18 | 2013-07-18 15:00 | 2013 | 7 | 18 | 15 | 5 | 0 | #DIV/0!
2013-07-18 | 2013-07-18 16:00 | 2013 | 7 | 18 | 16 | 5 | 0 | #DIV/0!
2013-07-18 | 2013-07-18 17:00 | 2013 | 7 | 18 | 17 | 5 | 0 | #DIV/0!
2013-07-18 | 2013-07-18 18:00 | 2013 | 7 | 18 | 18 | 5 | 0 | #DIV/0!
2013-07-18 | 2013-07-18 19:00 | 2013 | 7 | 18 | 19 | 5 | 0 | #DIV/0!
2013-07-18 | 2013-07-18 20:00 | 2013 | 7 | 18 | 20 | 5 | 0 | #DIV/0!
2013-07-18 | 2013-07-18 21:00 | 2013 | 7 | 18 | 21 | 5 | 0 | #DIV/0!
2013-07-18 | 2013-07-18 22:00 | 2013 | 7 | 18 | 22 | 5 | 0 | #DIV/0!
2013-07-18 | 2013-07-18 23:00 | 2013 | 7 | 18 | 23 | 5 | 0 | #DIV/0!
2013-07-19 | 2013-07-19 | 2013 | 7 | 19 | 24 | 6 | 0 | #DIV/0!
2013-07-19 | 2013-07-19 01:00 | 2013 | 7 | 19 | 1 | 6 | 0 | #DIV/0!
2013-07-19 | 2013-07-19 02:00 | 2013 | 7 | 19 | 2 | 6 | 0 | #DIV/0!
2013-07-19 | 2013-07-19 03:00 | 2013 | 7 | 19 | 3 | 6 | 0 | #DIV/0!
2013-07-19 | 2013-07-19 04:00 | 2013 | 7 | 19 | 4 | 6 | 0 | #DIV/0!
2013-07-19 | 2013-07-19 05:00 | 2013 | 7 | 19 | 5 | 6 | 0 | #DIV/0!
2013-07-19 | 2013-07-19 06:00 | 2013 | 7 | 19 | 6 | 6 | 0 | #DIV/0!
2013-07-19 | 2013-07-19 07:00 | 2013 | 7 | 19 | 7 | 6 | 0 | #DIV/0!
2013-07-19 | 2013-07-19 08:00 | 2013 | 7 | 19 | 8 | 6 | 0 | #DIV/0!
2013-07-19 | 2013-07-19 09:00 | 2013 | 7 | 19 | 9 | 6 | 0 | #DIV/0!
2013-07-19 | 2013-07-19 10:00 | 2013 | 7 | 19 | 10 | 6 | 0 | #DIV/0!
2013-07-19 | 2013-07-19 11:00 | 2013 | 7 | 19 | 11 | 6 | 0 | #DIV/0!
2013-07-19 | 2013-07-19 12:00 | 2013 | 7 | 19 | 12 | 6 | 0 | #DIV/0!
2013-07-19 | 2013-07-19 13:00 | 2013 | 7 | 19 | 13 | 6 | 0 | #DIV/0!
2013-07-19 | 2013-07-19 14:00 | 2013 | 7 | 19 | 14 | 6 | 0 | #DIV/0!
2013-07-19 | 2013-07-19 15:00 | 2013 | 7 | 19 | 15 | 6 | 0 | #DIV/0!
2013-07-19 | 2013-07-19 16:00 | 2013 | 7 | 19 | 16 | 6 | 0 | #DIV/0!
2013-07-19 | 2013-07-19 17:00 | 2013 | 7 | 19 | 17 | 6 | 0 | #DIV/0!
2013-07-19 | 2013-07-19 18:00 | 2013 | 7 | 19 | 18 | 6 | 0 | #DIV/0!
2013-07-19 | 2013-07-19 19:00 | 2013 | 7 | 19 | 19 | 6 | 0 | #DIV/0!
2013-07-19 | 2013-07-19 20:00 | 2013 | 7 | 19 | 20 | 6 | 0 | #DIV/0!
2013-07-19 | 2013-07-19 21:00 | 2013 | 7 | 19 | 21 | 6 | 0 | #DIV/0!
2013-07-19 | 2013-07-19 22:00 | 2013 | 7 | 19 | 22 | 6 | 0 | #DIV/0!
2013-07-19 | 2013-07-19 23:00 | 2013 | 7 | 19 | 23 | 6 | 0 | #DIV/0!
2013-07-20 | 2013-07-20 | 2013 | 7 | 20 | 24 | 7 | 0 | #DIV/0!
2013-07-20 | 2013-07-20 01:00 | 2013 | 7 | 20 | 1 | 7 | 0 | #DIV/0!
2013-07-20 | 2013-07-20 02:00 | 2013 | 7 | 20 | 2 | 7 | 0 | #DIV/0!
2013-07-20 | 2013-07-20 03:00 | 2013 | 7 | 20 | 3 | 7 | 0 | #DIV/0!
2013-07-20 | 2013-07-20 04:00 | 2013 | 7 | 20 | 4 | 7 | 0 | #DIV/0!
2013-07-20 | 2013-07-20 05:00 | 2013 | 7 | 20 | 5 | 7 | 0 | #DIV/0!
2013-07-20 | 2013-07-20 06:00 | 2013 | 7 | 20 | 6 | 7 | 0 | #DIV/0!
2013-07-20 | 2013-07-20 07:00 | 2013 | 7 | 20 | 7 | 7 | 0 | #DIV/0!
2013-07-20 | 2013-07-20 08:00 | 2013 | 7 | 20 | 8 | 7 | 0 | #DIV/0!
2013-07-20 | 2013-07-20 09:00 | 2013 | 7 | 20 | 9 | 7 | 0 | #DIV/0!
2013-07-20 | 2013-07-20 10:00 | 2013 | 7 | 20 | 10 | 7 | 0 | #DIV/0!
2013-07-20 | 2013-07-20 11:00 | 2013 | 7 | 20 | 11 | 7 | 0 | #DIV/0!
2013-07-20 | 2013-07-20 12:00 | 2013 | 7 | 20 | 12 | 7 | 0 | #DIV/0!
2013-07-20 | 2013-07-20 13:00 | 2013 | 7 | 20 | 13 | 7 | 0 | #DIV/0!
2013-07-20 | 2013-07-20 14:00 | 2013 | 7 | 20 | 14 | 7 | 0 | #DIV/0!
2013-07-20 | 2013-07-20 15:00 | 2013 | 7 | 20 | 15 | 7 | 0 | #DIV/0!
2013-07-20 | 2013-07-20 16:00 | 2013 | 7 | 20 | 16 | 7 | 0 | #DIV/0!
2013-07-20 | 2013-07-20 17:00 | 2013 | 7 | 20 | 17 | 7 | 0 | #DIV/0!
2013-07-20 | 2013-07-20 18:00 | 2013 | 7 | 20 | 18 | 7 | 0 | #DIV/0!
2013-07-20 | 2013-07-20 19:00 | 2013 | 7 | 20 | 19 | 7 | 0 | #DIV/0!
2013-07-20 | 2013-07-20 20:00 | 2013 | 7 | 20 | 20 | 7 | 0 | #DIV/0!
2013-07-20 | 2013-07-20 21:00 | 2013 | 7 | 20 | 21 | 7 | 0 | #DIV/0!
2013-07-20 | 2013-07-20 22:00 | 2013 | 7 | 20 | 22 | 7 | 0 | #DIV/0!
2013-07-20 | 2013-07-20 23:00 | 2013 | 7 | 20 | 23 | 7 | 0 | #DIV/0!
2013-07-21 | 2013-07-21 | 2013 | 7 | 21 | 24 | 1 | 0 | #DIV/0!
2013-07-21 | 2013-07-21 01:00 | 2013 | 7 | 21 | 1 | 1 | 0 | #DIV/0!
2013-07-21 | 2013-07-21 02:00 | 2013 | 7 | 21 | 2 | 1 | 0 | #DIV/0!
2013-07-21 | 2013-07-21 03:00 | 2013 | 7 | 21 | 3 | 1 | 0 | #DIV/0!
2013-07-21 | 2013-07-21 04:00 | 2013 | 7 | 21 | 4 | 1 | 0 | #DIV/0!
2013-07-21 | 2013-07-21 05:00 | 2013 | 7 | 21 | 5 | 1 | 0 | #DIV/0!
2013-07-21 | 2013-07-21 06:00 | 2013 | 7 | 21 | 6 | 1 | 0 | #DIV/0!
2013-07-21 | 2013-07-21 07:00 | 2013 | 7 | 21 | 7 | 1 | 0 | #DIV/0!
2013-07-21 | 2013-07-21 08:00 | 2013 | 7 | 21 | 8 | 1 | 0 | #DIV/0!
2013-07-21 | 2013-07-21 09:00 | 2013 | 7 | 21 | 9 | 1 | 0 | #DIV/0!
2013-07-21 | 2013-07-21 10:00 | 2013 | 7 | 21 | 10 | 1 | 0 | #DIV/0!
2013-07-21 | 2013-07-21 11:00 | 2013 | 7 | 21 | 11 | 1 | 0 | #DIV/0!
2013-07-21 | 2013-07-21 12:00 | 2013 | 7 | 21 | 12 | 1 | 0 | #DIV/0!
2013-07-21 | 2013-07-21 13:00 | 2013 | 7 | 21 | 13 | 1 | 0 | #DIV/0!
2013-07-21 | 2013-07-21 14:00 | 2013 | 7 | 21 | 14 | 1 | 0 | #DIV/0!
2013-07-21 | 2013-07-21 15:00 | 2013 | 7 | 21 | 15 | 1 | 0 | #DIV/0!
2013-07-21 | 2013-07-21 16:00 | 2013 | 7 | 21 | 16 | 1 | 0 | #DIV/0!
2013-07-21 | 2013-07-21 17:00 | 2013 | 7 | 21 | 17 | 1 | 0 | #DIV/0!
2013-07-21 | 2013-07-21 18:00 | 2013 | 7 | 21 | 18 | 1 | 0 | #DIV/0!
2013-07-21 | 2013-07-21 19:00 | 2013 | 7 | 21 | 19 | 1 | 0 | #DIV/0!
2013-07-21 | 2013-07-21 20:00 | 2013 | 7 | 21 | 20 | 1 | 0 | #DIV/0!
2013-07-21 | 2013-07-21 21:00 | 2013 | 7 | 21 | 21 | 1 | 0 | #DIV/0!
2013-07-21 | 2013-07-21 22:00 | 2013 | 7 | 21 | 22 | 1 | 0 | #DIV/0!
2013-07-21 | 2013-07-21 23:00 | 2013 | 7 | 21 | 23 | 1 | 0 | #DIV/0!
2013-07-22 | 2013-07-22 | 2013 | 7 | 22 | 24 | 2 | 0 | #DIV/0!
2013-07-22 | 2013-07-22 01:00 | 2013 | 7 | 22 | 1 | 2 | 0 | #DIV/0!
2013-07-22 | 2013-07-22 02:00 | 2013 | 7 | 22 | 2 | 2 | 0 | #DIV/0!
2013-07-22 | 2013-07-22 03:00 | 2013 | 7 | 22 | 3 | 2 | 0 | #DIV/0!
2013-07-22 | 2013-07-22 04:00 | 2013 | 7 | 22 | 4 | 2 | 0 | #DIV/0!
2013-07-22 | 2013-07-22 05:00 | 2013 | 7 | 22 | 5 | 2 | 0 | #DIV/0!
2013-07-22 | 2013-07-22 06:00 | 2013 | 7 | 22 | 6 | 2 | 0 | #DIV/0!
2013-07-22 | 2013-07-22 07:00 | 2013 | 7 | 22 | 7 | 2 | 0 | #DIV/0!
2013-07-22 | 2013-07-22 08:00 | 2013 | 7 | 22 | 8 | 2 | 0 | #DIV/0!
2013-07-22 | 2013-07-22 09:00 | 2013 | 7 | 22 | 9 | 2 | 0 | #DIV/0!
2013-07-22 | 2013-07-22 10:00 | 2013 | 7 | 22 | 10 | 2 | 0 | #DIV/0!
2013-07-22 | 2013-07-22 11:00 | 2013 | 7 | 22 | 11 | 2 | 0 | #DIV/0!
2013-07-22 | 2013-07-22 12:00 | 2013 | 7 | 22 | 12 | 2 | 0 | #DIV/0!
2013-07-22 | 2013-07-22 13:00 | 2013 | 7 | 22 | 13 | 2 | 0 | #DIV/0!
2013-07-22 | 2013-07-22 14:00 | 2013 | 7 | 22 | 14 | 2 | 0 | #DIV/0!
2013-07-22 | 2013-07-22 15:00 | 2013 | 7 | 22 | 15 | 2 | 0 | #DIV/0!
2013-07-22 | 2013-07-22 16:00 | 2013 | 7 | 22 | 16 | 2 | 0 | #DIV/0!
2013-07-22 | 2013-07-22 17:00 | 2013 | 7 | 22 | 17 | 2 | 0 | #DIV/0!
2013-07-22 | 2013-07-22 18:00 | 2013 | 7 | 22 | 18 | 2 | 0 | #DIV/0!
2013-07-22 | 2013-07-22 19:00 | 2013 | 7 | 22 | 19 | 2 | 0 | #DIV/0!
2013-07-22 | 2013-07-22 20:00 | 2013 | 7 | 22 | 20 | 2 | 0 | #DIV/0!
2013-07-22 | 2013-07-22 21:00 | 2013 | 7 | 22 | 21 | 2 | 0 | #DIV/0!
2013-07-22 | 2013-07-22 22:00 | 2013 | 7 | 22 | 22 | 2 | 0 | #DIV/0!
2013-07-22 | 2013-07-22 23:00 | 2013 | 7 | 22 | 23 | 2 | 0 | #DIV/0!
2013-07-23 | 2013-07-23 | 2013 | 7 | 23 | 24 | 3 | 0 | #DIV/0!
2013-07-23 | 2013-07-23 01:00 | 2013 | 7 | 23 | 1 | 3 | 0 | #DIV/0!
2013-07-23 | 2013-07-23 02:00 | 2013 | 7 | 23 | 2 | 3 | 0 | #DIV/0!
2013-07-23 | 2013-07-23 03:00 | 2013 | 7 | 23 | 3 | 3 | 0 | #DIV/0!
2013-07-23 | 2013-07-23 04:00 | 2013 | 7 | 23 | 4 | 3 | 0 | #DIV/0!
2013-07-23 | 2013-07-23 05:00 | 2013 | 7 | 23 | 5 | 3 | 0 | #DIV/0!
2013-07-23 | 2013-07-23 06:00 | 2013 | 7 | 23 | 6 | 3 | 0 | #DIV/0!
2013-07-23 | 2013-07-23 07:00 | 2013 | 7 | 23 | 7 | 3 | 0 | #DIV/0!
2013-07-23 | 2013-07-23 08:00 | 2013 | 7 | 23 | 8 | 3 | 0 | #DIV/0!
2013-07-23 | 2013-07-23 09:00 | 2013 | 7 | 23 | 9 | 3 | 0 | #DIV/0!
2013-07-23 | 2013-07-23 10:00 | 2013 | 7 | 23 | 10 | 3 | 0 | #DIV/0!
2013-07-23 | 2013-07-23 11:00 | 2013 | 7 | 23 | 11 | 3 | 0 | #DIV/0!
2013-07-23 | 2013-07-23 12:00 | 2013 | 7 | 23 | 12 | 3 | 0 | #DIV/0!
2013-07-23 | 2013-07-23 13:00 | 2013 | 7 | 23 | 13 | 3 | 0 | #DIV/0!
2013-07-23 | 2013-07-23 14:00 | 2013 | 7 | 23 | 14 | 3 | 0 | #DIV/0!
2013-07-23 | 2013-07-23 15:00 | 2013 | 7 | 23 | 15 | 3 | 0 | #DIV/0!
2013-07-23 | 2013-07-23 16:00 | 2013 | 7 | 23 | 16 | 3 | 0 | #DIV/0!
2013-07-23 | 2013-07-23 17:00 | 2013 | 7 | 23 | 17 | 3 | 0 | #DIV/0!
2013-07-23 | 2013-07-23 18:00 | 2013 | 7 | 23 | 18 | 3 | 0 | #DIV/0!
2013-07-23 | 2013-07-23 19:00 | 2013 | 7 | 23 | 19 | 3 | 0 | #DIV/0!
2013-07-23 | 2013-07-23 20:00 | 2013 | 7 | 23 | 20 | 3 | 0 | #DIV/0!
2013-07-23 | 2013-07-23 21:00 | 2013 | 7 | 23 | 21 | 3 | 0 | #DIV/0!
2013-07-23 | 2013-07-23 22:00 | 2013 | 7 | 23 | 22 | 3 | 0 | #DIV/0!
2013-07-23 | 2013-07-23 23:00 | 2013 | 7 | 23 | 23 | 3 | 0 | #DIV/0!
2013-07-24 | 2013-07-24 | 2013 | 7 | 24 | 24 | 4 | 0 | #DIV/0!
2013-07-24 | 2013-07-24 01:00 | 2013 | 7 | 24 | 1 | 4 | 0 | #DIV/0!
2013-07-24 | 2013-07-24 02:00 | 2013 | 7 | 24 | 2 | 4 | 0 | #DIV/0!
2013-07-24 | 2013-07-24 03:00 | 2013 | 7 | 24 | 3 | 4 | 0 | #DIV/0!
2013-07-24 | 2013-07-24 04:00 | 2013 | 7 | 24 | 4 | 4 | 0 | #DIV/0!
2013-07-24 | 2013-07-24 05:00 | 2013 | 7 | 24 | 5 | 4 | 0 | #DIV/0!
2013-07-24 | 2013-07-24 06:00 | 2013 | 7 | 24 | 6 | 4 | 0 | #DIV/0!
2013-07-24 | 2013-07-24 07:00 | 2013 | 7 | 24 | 7 | 4 | 0 | #DIV/0!
2013-07-24 | 2013-07-24 08:00 | 2013 | 7 | 24 | 8 | 4 | 0 | #DIV/0!
2013-07-24 | 2013-07-24 09:00 | 2013 | 7 | 24 | 9 | 4 | 0 | #DIV/0!
2013-07-24 | 2013-07-24 10:00 | 2013 | 7 | 24 | 10 | 4 | 0 | #DIV/0!
2013-07-24 | 2013-07-24 11:00 | 2013 | 7 | 24 | 11 | 4 | 0 | #DIV/0!
2013-07-24 | 2013-07-24 12:00 | 2013 | 7 | 24 | 12 | 4 | 0 | #DIV/0!
2013-07-24 | 2013-07-24 13:00 | 2013 | 7 | 24 | 13 | 4 | 0 | #DIV/0!
2013-07-24 | 2013-07-24 14:00 | 2013 | 7 | 24 | 14 | 4 | 0 | #DIV/0!
2013-07-24 | 2013-07-24 15:00 | 2013 | 7 | 24 | 15 | 4 | 0 | #DIV/0!
2013-07-24 | 2013-07-24 16:00 | 2013 | 7 | 24 | 16 | 4 | 0 | #DIV/0!
2013-07-24 | 2013-07-24 17:00 | 2013 | 7 | 24 | 17 | 4 | 0 | #DIV/0!
2013-07-24 | 2013-07-24 18:00 | 2013 | 7 | 24 | 18 | 4 | 0 | #DIV/0!
2013-07-24 | 2013-07-24 19:00 | 2013 | 7 | 24 | 19 | 4 | 0 | #DIV/0!
2013-07-24 | 2013-07-24 20:00 | 2013 | 7 | 24 | 20 | 4 | 0 | #DIV/0!
2013-07-24 | 2013-07-24 21:00 | 2013 | 7 | 24 | 21 | 4 | 0 | #DIV/0!
2013-07-24 | 2013-07-24 22:00 | 2013 | 7 | 24 | 22 | 4 | 0 | #DIV/0!
2013-07-24 | 2013-07-24 23:00 | 2013 | 7 | 24 | 23 | 4 | 0 | #DIV/0!
2013-07-25 | 2013-07-25 | 2013 | 7 | 25 | 24 | 5 | 0 | #DIV/0!
2013-07-25 | 2013-07-25 01:00 | 2013 | 7 | 25 | 1 | 5 | 0 | #DIV/0!
2013-07-25 | 2013-07-25 02:00 | 2013 | 7 | 25 | 2 | 5 | 0 | #DIV/0!
2013-07-25 | 2013-07-25 03:00 | 2013 | 7 | 25 | 3 | 5 | 0 | #DIV/0!
2013-07-25 | 2013-07-25 04:00 | 2013 | 7 | 25 | 4 | 5 | 0 | #DIV/0!
2013-07-25 | 2013-07-25 05:00 | 2013 | 7 | 25 | 5 | 5 | 0 | #DIV/0!
2013-07-25 | 2013-07-25 06:00 | 2013 | 7 | 25 | 6 | 5 | 0 | #DIV/0!
2013-07-25 | 2013-07-25 07:00 | 2013 | 7 | 25 | 7 | 5 | 0 | #DIV/0!
2013-07-25 | 2013-07-25 08:00 | 2013 | 7 | 25 | 8 | 5 | 0 | #DIV/0!
2013-07-25 | 2013-07-25 09:00 | 2013 | 7 | 25 | 9 | 5 | 0 | #DIV/0!
2013-07-25 | 2013-07-25 10:00 | 2013 | 7 | 25 | 10 | 5 | 0 | #DIV/0!
2013-07-25 | 2013-07-25 11:00 | 2013 | 7 | 25 | 11 | 5 | 0 | #DIV/0!
2013-07-25 | 2013-07-25 12:00 | 2013 | 7 | 25 | 12 | 5 | 0 | #DIV/0!
2013-07-25 | 2013-07-25 13:00 | 2013 | 7 | 25 | 13 | 5 | 0 | #DIV/0!
2013-07-25 | 2013-07-25 14:00 | 2013 | 7 | 25 | 14 | 5 | 0 | #DIV/0!
2013-07-25 | 2013-07-25 15:00 | 2013 | 7 | 25 | 15 | 5 | 0 | #DIV/0!
2013-07-25 | 2013-07-25 16:00 | 2013 | 7 | 25 | 16 | 5 | 0 | #DIV/0!
2013-07-25 | 2013-07-25 17:00 | 2013 | 7 | 25 | 17 | 5 | 0 | #DIV/0!
2013-07-25 | 2013-07-25 18:00 | 2013 | 7 | 25 | 18 | 5 | 0 | #DIV/0!
2013-07-25 | 2013-07-25 19:00 | 2013 | 7 | 25 | 19 | 5 | 0 | #DIV/0!
2013-07-25 | 2013-07-25 20:00 | 2013 | 7 | 25 | 20 | 5 | 0 | #DIV/0!
2013-07-25 | 2013-07-25 21:00 | 2013 | 7 | 25 | 21 | 5 | 0 | #DIV/0!
2013-07-25 | 2013-07-25 22:00 | 2013 | 7 | 25 | 22 | 5 | 0 | #DIV/0!
2013-07-25 | 2013-07-25 23:00 | 2013 | 7 | 25 | 23 | 5 | 0 | #DIV/0!
2013-07-26 | 2013-07-26 | 2013 | 7 | 26 | 24 | 6 | 0 | #DIV/0!
2013-07-26 | 2013-07-26 01:00 | 2013 | 7 | 26 | 1 | 6 | 0 | #DIV/0!
2013-07-26 | 2013-07-26 02:00 | 2013 | 7 | 26 | 2 | 6 | 0 | #DIV/0!
2013-07-26 | 2013-07-26 03:00 | 2013 | 7 | 26 | 3 | 6 | 0 | #DIV/0!
2013-07-26 | 2013-07-26 04:00 | 2013 | 7 | 26 | 4 | 6 | 0 | #DIV/0!
2013-07-26 | 2013-07-26 05:00 | 2013 | 7 | 26 | 5 | 6 | 0 | #DIV/0!
2013-07-26 | 2013-07-26 06:00 | 2013 | 7 | 26 | 6 | 6 | 0 | #DIV/0!
2013-07-26 | 2013-07-26 07:00 | 2013 | 7 | 26 | 7 | 6 | 0 | #DIV/0!
2013-07-26 | 2013-07-26 08:00 | 2013 | 7 | 26 | 8 | 6 | 0 | #DIV/0!
2013-07-26 | 2013-07-26 09:00 | 2013 | 7 | 26 | 9 | 6 | 0 | #DIV/0!
2013-07-26 | 2013-07-26 10:00 | 2013 | 7 | 26 | 10 | 6 | 0 | #DIV/0!
2013-07-26 | 2013-07-26 11:00 | 2013 | 7 | 26 | 11 | 6 | 0 | #DIV/0!
2013-07-26 | 2013-07-26 12:00 | 2013 | 7 | 26 | 12 | 6 | 0 | #DIV/0!
2013-07-26 | 2013-07-26 13:00 | 2013 | 7 | 26 | 13 | 6 | 0 | #DIV/0!
2013-07-26 | 2013-07-26 14:00 | 2013 | 7 | 26 | 14 | 6 | 0 | #DIV/0!
2013-07-26 | 2013-07-26 15:00 | 2013 | 7 | 26 | 15 | 6 | 0 | #DIV/0!
2013-07-26 | 2013-07-26 16:00 | 2013 | 7 | 26 | 16 | 6 | 0 | #DIV/0!
2013-07-26 | 2013-07-26 17:00 | 2013 | 7 | 26 | 17 | 6 | 0 | #DIV/0!
2013-07-26 | 2013-07-26 18:00 | 2013 | 7 | 26 | 18 | 6 | 0 | #DIV/0!
2013-07-26 | 2013-07-26 19:00 | 2013 | 7 | 26 | 19 | 6 | 0 | #DIV/0!
2013-07-26 | 2013-07-26 20:00 | 2013 | 7 | 26 | 20 | 6 | 0 | #DIV/0!
2013-07-26 | 2013-07-26 21:00 | 2013 | 7 | 26 | 21 | 6 | 0 | #DIV/0!
2013-07-26 | 2013-07-26 22:00 | 2013 | 7 | 26 | 22 | 6 | 0 | #DIV/0!
2013-07-26 | 2013-07-26 23:00 | 2013 | 7 | 26 | 23 | 6 | 0 | #DIV/0!
2013-07-27 | 2013-07-27 | 2013 | 7 | 27 | 24 | 7 | 0 | #DIV/0!
2013-07-27 | 2013-07-27 01:00 | 2013 | 7 | 27 | 1 | 7 | 0 | #DIV/0!
2013-07-27 | 2013-07-27 02:00 | 2013 | 7 | 27 | 2 | 7 | 0 | #DIV/0!
2013-07-27 | 2013-07-27 03:00 | 2013 | 7 | 27 | 3 | 7 | 0 | #DIV/0!
2013-07-27 | 2013-07-27 04:00 | 2013 | 7 | 27 | 4 | 7 | 0 | #DIV/0!
2013-07-27 | 2013-07-27 05:00 | 2013 | 7 | 27 | 5 | 7 | 0 | #DIV/0!
2013-07-27 | 2013-07-27 06:00 | 2013 | 7 | 27 | 6 | 7 | 0 | #DIV/0!
2013-07-27 | 2013-07-27 07:00 | 2013 | 7 | 27 | 7 | 7 | 0 | #DIV/0!
2013-07-27 | 2013-07-27 08:00 | 2013 | 7 | 27 | 8 | 7 | 0 | #DIV/0!
2013-07-27 | 2013-07-27 09:00 | 2013 | 7 | 27 | 9 | 7 | 0 | #DIV/0!
2013-07-27 | 2013-07-27 10:00 | 2013 | 7 | 27 | 10 | 7 | 0 | #DIV/0!
2013-07-27 | 2013-07-27 11:00 | 2013 | 7 | 27 | 11 | 7 | 0 | #DIV/0!
2013-07-27 | 2013-07-27 12:00 | 2013 | 7 | 27 | 12 | 7 | 0 | #DIV/0!
2013-07-27 | 2013-07-27 13:00 | 2013 | 7 | 27 | 13 | 7 | 0 | #DIV/0!
2013-07-27 | 2013-07-27 14:00 | 2013 | 7 | 27 | 14 | 7 | 0 | #DIV/0!
2013-07-27 | 2013-07-27 15:00 | 2013 | 7 | 27 | 15 | 7 | 0 | #DIV/0!
2013-07-27 | 2013-07-27 16:00 | 2013 | 7 | 27 | 16 | 7 | 0 | #DIV/0!
2013-07-27 | 2013-07-27 17:00 | 2013 | 7 | 27 | 17 | 7 | 0 | #DIV/0!
2013-07-27 | 2013-07-27 18:00 | 2013 | 7 | 27 | 18 | 7 | 0 | #DIV/0!
2013-07-27 | 2013-07-27 19:00 | 2013 | 7 | 27 | 19 | 7 | 0 | #DIV/0!
2013-07-27 | 2013-07-27 20:00 | 2013 | 7 | 27 | 20 | 7 | 0 | #DIV/0!
2013-07-27 | 2013-07-27 21:00 | 2013 | 7 | 27 | 21 | 7 | 0 | #DIV/0!
2013-07-27 | 2013-07-27 22:00 | 2013 | 7 | 27 | 22 | 7 | 0 | #DIV/0!
2013-07-27 | 2013-07-27 23:00 | 2013 | 7 | 27 | 23 | 7 | 0 | #DIV/0!
2013-07-28 | 2013-07-28 | 2013 | 7 | 28 | 24 | 1 | 0 | #DIV/0!
2013-07-28 | 2013-07-28 01:00 | 2013 | 7 | 28 | 1 | 1 | 0 | #DIV/0!
2013-07-28 | 2013-07-28 02:00 | 2013 | 7 | 28 | 2 | 1 | 0 | #DIV/0!
2013-07-28 | 2013-07-28 03:00 | 2013 | 7 | 28 | 3 | 1 | 0 | #DIV/0!
2013-07-28 | 2013-07-28 04:00 | 2013 | 7 | 28 | 4 | 1 | 0 | #DIV/0!
2013-07-28 | 2013-07-28 05:00 | 2013 | 7 | 28 | 5 | 1 | 0 | #DIV/0!
2013-07-28 | 2013-07-28 06:00 | 2013 | 7 | 28 | 6 | 1 | 0 | #DIV/0!
2013-07-28 | 2013-07-28 07:00 | 2013 | 7 | 28 | 7 | 1 | 0 | #DIV/0!
2013-07-28 | 2013-07-28 08:00 | 2013 | 7 | 28 | 8 | 1 | 0 | #DIV/0!
2013-07-28 | 2013-07-28 09:00 | 2013 | 7 | 28 | 9 | 1 | 0 | #DIV/0!
2013-07-28 | 2013-07-28 10:00 | 2013 | 7 | 28 | 10 | 1 | 0 | #DIV/0!
2013-07-28 | 2013-07-28 11:00 | 2013 | 7 | 28 | 11 | 1 | 0 | #DIV/0!
2013-07-28 | 2013-07-28 12:00 | 2013 | 7 | 28 | 12 | 1 | 0 | #DIV/0!
2013-07-28 | 2013-07-28 13:00 | 2013 | 7 | 28 | 13 | 1 | 0 | #DIV/0!
2013-07-28 | 2013-07-28 14:00 | 2013 | 7 | 28 | 14 | 1 | 0 | #DIV/0!
2013-07-28 | 2013-07-28 15:00 | 2013 | 7 | 28 | 15 | 1 | 0 | #DIV/0!
2013-07-28 | 2013-07-28 16:00 | 2013 | 7 | 28 | 16 | 1 | 0 | #DIV/0!
2013-07-28 | 2013-07-28 17:00 | 2013 | 7 | 28 | 17 | 1 | 0 | #DIV/0!
2013-07-28 | 2013-07-28 18:00 | 2013 | 7 | 28 | 18 | 1 | 0 | #DIV/0!
2013-07-28 | 2013-07-28 19:00 | 2013 | 7 | 28 | 19 | 1 | 0 | #DIV/0!
2013-07-28 | 2013-07-28 20:00 | 2013 | 7 | 28 | 20 | 1 | 0 | #DIV/0!
2013-07-28 | 2013-07-28 21:00 | 2013 | 7 | 28 | 21 | 1 | 0 | #DIV/0!
2013-07-28 | 2013-07-28 22:00 | 2013 | 7 | 28 | 22 | 1 | 0 | #DIV/0!
2013-07-28 | 2013-07-28 23:00 | 2013 | 7 | 28 | 23 | 1 | 0 | #DIV/0!
2013-07-29 | 2013-07-29 | 2013 | 7 | 29 | 24 | 2 | 0 | #DIV/0!
2013-07-29 | 2013-07-29 01:00 | 2013 | 7 | 29 | 1 | 2 | 0 | #DIV/0!
2013-07-29 | 2013-07-29 02:00 | 2013 | 7 | 29 | 2 | 2 | 0 | #DIV/0!
2013-07-29 | 2013-07-29 03:00 | 2013 | 7 | 29 | 3 | 2 | 0 | #DIV/0!
2013-07-29 | 2013-07-29 04:00 | 2013 | 7 | 29 | 4 | 2 | 0 | #DIV/0!
2013-07-29 | 2013-07-29 05:00 | 2013 | 7 | 29 | 5 | 2 | 0 | #DIV/0!
2013-07-29 | 2013-07-29 06:00 | 2013 | 7 | 29 | 6 | 2 | 0 | #DIV/0!
2013-07-29 | 2013-07-29 07:00 | 2013 | 7 | 29 | 7 | 2 | 0 | #DIV/0!
2013-07-29 | 2013-07-29 08:00 | 2013 | 7 | 29 | 8 | 2 | 0 | #DIV/0!
2013-07-29 | 2013-07-29 09:00 | 2013 | 7 | 29 | 9 | 2 | 0 | #DIV/0!
2013-07-29 | 2013-07-29 10:00 | 2013 | 7 | 29 | 10 | 2 | 0 | #DIV/0!
2013-07-29 | 2013-07-29 11:00 | 2013 | 7 | 29 | 11 | 2 | 0 | #DIV/0!
2013-07-29 | 2013-07-29 12:00 | 2013 | 7 | 29 | 12 | 2 | 0 | #DIV/0!
2013-07-29 | 2013-07-29 13:00 | 2013 | 7 | 29 | 13 | 2 | 0 | #DIV/0!
2013-07-29 | 2013-07-29 14:00 | 2013 | 7 | 29 | 14 | 2 | 0 | #DIV/0!
2013-07-29 | 2013-07-29 15:00 | 2013 | 7 | 29 | 15 | 2 | 0 | #DIV/0!
2013-07-29 | 2013-07-29 16:00 | 2013 | 7 | 29 | 16 | 2 | 0 | #DIV/0!
2013-07-29 | 2013-07-29 17:00 | 2013 | 7 | 29 | 17 | 2 | 0 | #DIV/0!
2013-07-29 | 2013-07-29 18:00 | 2013 | 7 | 29 | 18 | 2 | 0 | #DIV/0!
2013-07-29 | 2013-07-29 19:00 | 2013 | 7 | 29 | 19 | 2 | 0 | #DIV/0!
2013-07-29 | 2013-07-29 20:00 | 2013 | 7 | 29 | 20 | 2 | 0 | #DIV/0!
2013-07-29 | 2013-07-29 21:00 | 2013 | 7 | 29 | 21 | 2 | 0 | #DIV/0!
2013-07-29 | 2013-07-29 22:00 | 2013 | 7 | 29 | 22 | 2 | 0 | #DIV/0!
2013-07-29 | 2013-07-29 23:00 | 2013 | 7 | 29 | 23 | 2 | 0 | #DIV/0!
2013-07-30 | 2013-07-30 | 2013 | 7 | 30 | 24 | 3 | 0 | #DIV/0!
2013-07-30 | 2013-07-30 01:00 | 2013 | 7 | 30 | 1 | 3 | 0 | #DIV/0!
2013-07-30 | 2013-07-30 02:00 | 2013 | 7 | 30 | 2 | 3 | 0 | #DIV/0!
2013-07-30 | 2013-07-30 03:00 | 2013 | 7 | 30 | 3 | 3 | 0 | #DIV/0!
2013-07-30 | 2013-07-30 04:00 | 2013 | 7 | 30 | 4 | 3 | 0 | #DIV/0!
2013-07-30 | 2013-07-30 05:00 | 2013 | 7 | 30 | 5 | 3 | 0 | #DIV/0!
2013-07-30 | 2013-07-30 06:00 | 2013 | 7 | 30 | 6 | 3 | 0 | #DIV/0!
2013-07-30 | 2013-07-30 07:00 | 2013 | 7 | 30 | 7 | 3 | 0 | #DIV/0!
2013-07-30 | 2013-07-30 08:00 | 2013 | 7 | 30 | 8 | 3 | 0 | #DIV/0!
2013-07-30 | 2013-07-30 09:00 | 2013 | 7 | 30 | 9 | 3 | 0 | #DIV/0!
2013-07-30 | 2013-07-30 10:00 | 2013 | 7 | 30 | 10 | 3 | 0 | #DIV/0!
2013-07-30 | 2013-07-30 11:00 | 2013 | 7 | 30 | 11 | 3 | 0 | #DIV/0!
2013-07-30 | 2013-07-30 12:00 | 2013 | 7 | 30 | 12 | 3 | 0 | #DIV/0!
2013-07-30 | 2013-07-30 13:00 | 2013 | 7 | 30 | 13 | 3 | 0 | #DIV/0!
2013-07-30 | 2013-07-30 14:00 | 2013 | 7 | 30 | 14 | 3 | 0 | #DIV/0!
2013-07-30 | 2013-07-30 15:00 | 2013 | 7 | 30 | 15 | 3 | 0 | #DIV/0!
2013-07-30 | 2013-07-30 16:00 | 2013 | 7 | 30 | 16 | 3 | 0 | #DIV/0!
2013-07-30 | 2013-07-30 17:00 | 2013 | 7 | 30 | 17 | 3 | 0 | #DIV/0!
2013-07-30 | 2013-07-30 18:00 | 2013 | 7 | 30 | 18 | 3 | 0 | #DIV/0!
2013-07-30 | 2013-07-30 19:00 | 2013 | 7 | 30 | 19 | 3 | 0 | #DIV/0!
2013-07-30 | 2013-07-30 20:00 | 2013 | 7 | 30 | 20 | 3 | 0 | #DIV/0!
2013-07-30 | 2013-07-30 21:00 | 2013 | 7 | 30 | 21 | 3 | 0 | #DIV/0!
2013-07-30 | 2013-07-30 22:00 | 2013 | 7 | 30 | 22 | 3 | 0 | #DIV/0!
2013-07-30 | 2013-07-30 23:00 | 2013 | 7 | 30 | 23 | 3 | 0 | #DIV/0!
2013-07-31 | 2013-07-31 | 2013 | 7 | 31 | 24 | 4 | 0 | #DIV/0!
2013-07-31 | 2013-07-31 01:00 | 2013 | 7 | 31 | 1 | 4 | 0 | #DIV/0!
2013-07-31 | 2013-07-31 02:00 | 2013 | 7 | 31 | 2 | 4 | 0 | #DIV/0!
2013-07-31 | 2013-07-31 03:00 | 2013 | 7 | 31 | 3 | 4 | 0 | #DIV/0!
2013-07-31 | 2013-07-31 04:00 | 2013 | 7 | 31 | 4 | 4 | 0 | #DIV/0!
2013-07-31 | 2013-07-31 05:00 | 2013 | 7 | 31 | 5 | 4 | 0 | #DIV/0!
2013-07-31 | 2013-07-31 06:00 | 2013 | 7 | 31 | 6 | 4 | 0 | #DIV/0!
2013-07-31 | 2013-07-31 07:00 | 2013 | 7 | 31 | 7 | 4 | 0 | #DIV/0!
2013-07-31 | 2013-07-31 08:00 | 2013 | 7 | 31 | 8 | 4 | 0 | #DIV/0!
2013-07-31 | 2013-07-31 09:00 | 2013 | 7 | 31 | 9 | 4 | 0 | #DIV/0!
2013-07-31 | 2013-07-31 10:00 | 2013 | 7 | 31 | 10 | 4 | 0 | #DIV/0!
2013-07-31 | 2013-07-31 11:00 | 2013 | 7 | 31 | 11 | 4 | 0 | #DIV/0!
2013-07-31 | 2013-07-31 12:00 | 2013 | 7 | 31 | 12 | 4 | 0 | #DIV/0!
2013-07-31 | 2013-07-31 13:00 | 2013 | 7 | 31 | 13 | 4 | 0 | #DIV/0!
2013-07-31 | 2013-07-31 14:00 | 2013 | 7 | 31 | 14 | 4 | 0 | #DIV/0!
2013-07-31 | 2013-07-31 15:00 | 2013 | 7 | 31 | 15 | 4 | 0 | #DIV/0!
2013-07-31 | 2013-07-31 16:00 | 2013 | 7 | 31 | 16 | 4 | 0 | #DIV/0!
2013-07-31 | 2013-07-31 17:00 | 2013 | 7 | 31 | 17 | 4 | 0 | #DIV/0!
2013-07-31 | 2013-07-31 18:00 | 2013 | 7 | 31 | 18 | 4 | 0 | #DIV/0!
2013-07-31 | 2013-07-31 19:00 | 2013 | 7 | 31 | 19 | 4 | 0 | #DIV/0!
2013-07-31 | 2013-07-31 20:00 | 2013 | 7 | 31 | 20 | 4 | 0 | #DIV/0!
2013-07-31 | 2013-07-31 21:00 | 2013 | 7 | 31 | 21 | 4 | 0 | #DIV/0!
2013-07-31 | 2013-07-31 22:00 | 2013 | 7 | 31 | 22 | 4 | 0 | #DIV/0!
2013-07-31 | 2013-07-31 23:00 | 2013 | 7 | 31 | 23 | 4 | 0 | #DIV/0!
2013-08-01 | 2013-08-01 | 2013 | 8 | 1 | 24 | 5 | 0 | #DIV/0!
2013-08-01 | 2013-08-01 01:00 | 2013 | 8 | 1 | 1 | 5 | 0 | #DIV/0!
2013-08-01 | 2013-08-01 02:00 | 2013 | 8 | 1 | 2 | 5 | 0 | #DIV/0!
2013-08-01 | 2013-08-01 03:00 | 2013 | 8 | 1 | 3 | 5 | 0 | #DIV/0!
2013-08-01 | 2013-08-01 04:00 | 2013 | 8 | 1 | 4 | 5 | 0 | #DIV/0!
2013-08-01 | 2013-08-01 05:00 | 2013 | 8 | 1 | 5 | 5 | 0 | #DIV/0!
2013-08-01 | 2013-08-01 06:00 | 2013 | 8 | 1 | 6 | 5 | 0 | #DIV/0!
2013-08-01 | 2013-08-01 07:00 | 2013 | 8 | 1 | 7 | 5 | 0 | #DIV/0!
2013-08-01 | 2013-08-01 08:00 | 2013 | 8 | 1 | 8 | 5 | 0 | #DIV/0!
2013-08-01 | 2013-08-01 09:00 | 2013 | 8 | 1 | 9 | 5 | 0 | #DIV/0!
2013-08-01 | 2013-08-01 10:00 | 2013 | 8 | 1 | 10 | 5 | 0 | #DIV/0!
2013-08-01 | 2013-08-01 11:00 | 2013 | 8 | 1 | 11 | 5 | 0 | #DIV/0!
2013-08-01 | 2013-08-01 12:00 | 2013 | 8 | 1 | 12 | 5 | 0 | #DIV/0!
2013-08-01 | 2013-08-01 13:00 | 2013 | 8 | 1 | 13 | 5 | 0 | #DIV/0!
2013-08-01 | 2013-08-01 14:00 | 2013 | 8 | 1 | 14 | 5 | 0 | #DIV/0!
2013-08-01 | 2013-08-01 15:00 | 2013 | 8 | 1 | 15 | 5 | 0 | #DIV/0!
2013-08-01 | 2013-08-01 16:00 | 2013 | 8 | 1 | 16 | 5 | 0 | #DIV/0!
2013-08-01 | 2013-08-01 17:00 | 2013 | 8 | 1 | 17 | 5 | 0 | #DIV/0!
2013-08-01 | 2013-08-01 18:00 | 2013 | 8 | 1 | 18 | 5 | 0 | #DIV/0!
2013-08-01 | 2013-08-01 19:00 | 2013 | 8 | 1 | 19 | 5 | 0 | #DIV/0!
2013-08-01 | 2013-08-01 20:00 | 2013 | 8 | 1 | 20 | 5 | 0 | #DIV/0!
2013-08-01 | 2013-08-01 21:00 | 2013 | 8 | 1 | 21 | 5 | 0 | #DIV/0!
2013-08-01 | 2013-08-01 22:00 | 2013 | 8 | 1 | 22 | 5 | 0 | #DIV/0!
2013-08-01 | 2013-08-01 23:00 | 2013 | 8 | 1 | 23 | 5 | 0 | #DIV/0!
2013-08-02 | 2013-08-02 | 2013 | 8 | 2 | 24 | 6 | 0 | #DIV/0!
2013-08-02 | 2013-08-02 01:00 | 2013 | 8 | 2 | 1 | 6 | 0 | #DIV/0!
2013-08-02 | 2013-08-02 02:00 | 2013 | 8 | 2 | 2 | 6 | 0 | #DIV/0!
2013-08-02 | 2013-08-02 03:00 | 2013 | 8 | 2 | 3 | 6 | 0 | #DIV/0!
2013-08-02 | 2013-08-02 04:00 | 2013 | 8 | 2 | 4 | 6 | 0 | #DIV/0!
2013-08-02 | 2013-08-02 05:00 | 2013 | 8 | 2 | 5 | 6 | 0 | #DIV/0!
2013-08-02 | 2013-08-02 06:00 | 2013 | 8 | 2 | 6 | 6 | 0 | #DIV/0!
2013-08-02 | 2013-08-02 07:00 | 2013 | 8 | 2 | 7 | 6 | 0 | #DIV/0!
2013-08-02 | 2013-08-02 08:00 | 2013 | 8 | 2 | 8 | 6 | 0 | #DIV/0!
2013-08-02 | 2013-08-02 09:00 | 2013 | 8 | 2 | 9 | 6 | 0 | #DIV/0!
2013-08-02 | 2013-08-02 10:00 | 2013 | 8 | 2 | 10 | 6 | 0 | #DIV/0!
2013-08-02 | 2013-08-02 11:00 | 2013 | 8 | 2 | 11 | 6 | 0 | #DIV/0!
2013-08-02 | 2013-08-02 12:00 | 2013 | 8 | 2 | 12 | 6 | 0 | #DIV/0!
2013-08-02 | 2013-08-02 13:00 | 2013 | 8 | 2 | 13 | 6 | 0 | #DIV/0!
2013-08-02 | 2013-08-02 14:00 | 2013 | 8 | 2 | 14 | 6 | 0 | #DIV/0!
2013-08-02 | 2013-08-02 15:00 | 2013 | 8 | 2 | 15 | 6 | 0 | #DIV/0!
2013-08-02 | 2013-08-02 16:00 | 2013 | 8 | 2 | 16 | 6 | 0 | #DIV/0!
2013-08-02 | 2013-08-02 17:00 | 2013 | 8 | 2 | 17 | 6 | 0 | #DIV/0!
2013-08-02 | 2013-08-02 18:00 | 2013 | 8 | 2 | 18 | 6 | 0 | #DIV/0!
2013-08-02 | 2013-08-02 19:00 | 2013 | 8 | 2 | 19 | 6 | 0 | #DIV/0!
2013-08-02 | 2013-08-02 20:00 | 2013 | 8 | 2 | 20 | 6 | 0 | #DIV/0!
2013-08-02 | 2013-08-02 21:00 | 2013 | 8 | 2 | 21 | 6 | 0 | #DIV/0!
2013-08-02 | 2013-08-02 22:00 | 2013 | 8 | 2 | 22 | 6 | 0 | #DIV/0!
2013-08-02 | 2013-08-02 23:00 | 2013 | 8 | 2 | 23 | 6 | 0 | #DIV/0!
2013-08-03 | 2013-08-03 | 2013 | 8 | 3 | 24 | 7 | 0 | #DIV/0!
2013-08-03 | 2013-08-03 01:00 | 2013 | 8 | 3 | 1 | 7 | 0 | #DIV/0!
2013-08-03 | 2013-08-03 02:00 | 2013 | 8 | 3 | 2 | 7 | 0 | #DIV/0!
2013-08-03 | 2013-08-03 03:00 | 2013 | 8 | 3 | 3 | 7 | 0 | #DIV/0!
2013-08-03 | 2013-08-03 04:00 | 2013 | 8 | 3 | 4 | 7 | 0 | #DIV/0!
2013-08-03 | 2013-08-03 05:00 | 2013 | 8 | 3 | 5 | 7 | 0 | #DIV/0!
2013-08-03 | 2013-08-03 06:00 | 2013 | 8 | 3 | 6 | 7 | 0 | #DIV/0!
2013-08-03 | 2013-08-03 07:00 | 2013 | 8 | 3 | 7 | 7 | 0 | #DIV/0!
2013-08-03 | 2013-08-03 08:00 | 2013 | 8 | 3 | 8 | 7 | 0 | #DIV/0!
2013-08-03 | 2013-08-03 09:00 | 2013 | 8 | 3 | 9 | 7 | 0 | #DIV/0!
2013-08-03 | 2013-08-03 10:00 | 2013 | 8 | 3 | 10 | 7 | 0 | #DIV/0!
2013-08-03 | 2013-08-03 11:00 | 2013 | 8 | 3 | 11 | 7 | 0 | #DIV/0!
2013-08-03 | 2013-08-03 12:00 | 2013 | 8 | 3 | 12 | 7 | 0 | #DIV/0!
2013-08-03 | 2013-08-03 13:00 | 2013 | 8 | 3 | 13 | 7 | 0 | #DIV/0!
2013-08-03 | 2013-08-03 14:00 | 2013 | 8 | 3 | 14 | 7 | 0 | #DIV/0!
2013-08-03 | 2013-08-03 15:00 | 2013 | 8 | 3 | 15 | 7 | 0 | #DIV/0!
2013-08-03 | 2013-08-03 16:00 | 2013 | 8 | 3 | 16 | 7 | 0 | #DIV/0!
2013-08-03 | 2013-08-03 17:00 | 2013 | 8 | 3 | 17 | 7 | 0 | #DIV/0!
2013-08-03 | 2013-08-03 18:00 | 2013 | 8 | 3 | 18 | 7 | 0 | #DIV/0!
2013-08-03 | 2013-08-03 19:00 | 2013 | 8 | 3 | 19 | 7 | 0 | #DIV/0!
2013-08-03 | 2013-08-03 20:00 | 2013 | 8 | 3 | 20 | 7 | 0 | #DIV/0!
2013-08-03 | 2013-08-03 21:00 | 2013 | 8 | 3 | 21 | 7 | 0 | #DIV/0!
2013-08-03 | 2013-08-03 22:00 | 2013 | 8 | 3 | 22 | 7 | 0 | #DIV/0!
2013-08-03 | 2013-08-03 23:00 | 2013 | 8 | 3 | 23 | 7 | 0 | #DIV/0!
2013-08-04 | 2013-08-04 | 2013 | 8 | 4 | 24 | 1 | 0 | #DIV/0!
2013-08-04 | 2013-08-04 01:00 | 2013 | 8 | 4 | 1 | 1 | 0 | #DIV/0!
2013-08-04 | 2013-08-04 02:00 | 2013 | 8 | 4 | 2 | 1 | 0 | #DIV/0!
2013-08-04 | 2013-08-04 03:00 | 2013 | 8 | 4 | 3 | 1 | 0 | #DIV/0!
2013-08-04 | 2013-08-04 04:00 | 2013 | 8 | 4 | 4 | 1 | 0 | #DIV/0!
2013-08-04 | 2013-08-04 05:00 | 2013 | 8 | 4 | 5 | 1 | 0 | #DIV/0!
2013-08-04 | 2013-08-04 06:00 | 2013 | 8 | 4 | 6 | 1 | 0 | #DIV/0!
2013-08-04 | 2013-08-04 07:00 | 2013 | 8 | 4 | 7 | 1 | 0 | #DIV/0!
2013-08-04 | 2013-08-04 08:00 | 2013 | 8 | 4 | 8 | 1 | 0 | #DIV/0!
2013-08-04 | 2013-08-04 09:00 | 2013 | 8 | 4 | 9 | 1 | 0 | #DIV/0!
2013-08-04 | 2013-08-04 10:00 | 2013 | 8 | 4 | 10 | 1 | 0 | #DIV/0!
2013-08-04 | 2013-08-04 11:00 | 2013 | 8 | 4 | 11 | 1 | 0 | #DIV/0!
2013-08-04 | 2013-08-04 12:00 | 2013 | 8 | 4 | 12 | 1 | 0 | #DIV/0!
2013-08-04 | 2013-08-04 13:00 | 2013 | 8 | 4 | 13 | 1 | 0 | #DIV/0!
2013-08-04 | 2013-08-04 14:00 | 2013 | 8 | 4 | 14 | 1 | 0 | #DIV/0!
2013-08-04 | 2013-08-04 15:00 | 2013 | 8 | 4 | 15 | 1 | 0 | #DIV/0!
2013-08-04 | 2013-08-04 16:00 | 2013 | 8 | 4 | 16 | 1 | 0 | #DIV/0!
2013-08-04 | 2013-08-04 17:00 | 2013 | 8 | 4 | 17 | 1 | 0 | #DIV/0!
2013-08-04 | 2013-08-04 18:00 | 2013 | 8 | 4 | 18 | 1 | 0 | #DIV/0!
2013-08-04 | 2013-08-04 19:00 | 2013 | 8 | 4 | 19 | 1 | 0 | #DIV/0!
2013-08-04 | 2013-08-04 20:00 | 2013 | 8 | 4 | 20 | 1 | 0 | #DIV/0!
2013-08-04 | 2013-08-04 21:00 | 2013 | 8 | 4 | 21 | 1 | 0 | #DIV/0!
2013-08-04 | 2013-08-04 22:00 | 2013 | 8 | 4 | 22 | 1 | 0 | #DIV/0!
2013-08-04 | 2013-08-04 23:00 | 2013 | 8 | 4 | 23 | 1 | 0 | #DIV/0!
2013-08-05 | 2013-08-05 | 2013 | 8 | 5 | 24 | 2 | 0 | #DIV/0!
2013-08-05 | 2013-08-05 01:00 | 2013 | 8 | 5 | 1 | 2 | 0 | #DIV/0!
2013-08-05 | 2013-08-05 02:00 | 2013 | 8 | 5 | 2 | 2 | 0 | #DIV/0!
2013-08-05 | 2013-08-05 03:00 | 2013 | 8 | 5 | 3 | 2 | 0 | #DIV/0!
2013-08-05 | 2013-08-05 04:00 | 2013 | 8 | 5 | 4 | 2 | 0 | #DIV/0!
2013-08-05 | 2013-08-05 05:00 | 2013 | 8 | 5 | 5 | 2 | 0 | #DIV/0!
2013-08-05 | 2013-08-05 06:00 | 2013 | 8 | 5 | 6 | 2 | 0 | #DIV/0!
2013-08-05 | 2013-08-05 07:00 | 2013 | 8 | 5 | 7 | 2 | 0 | #DIV/0!
2013-08-05 | 2013-08-05 08:00 | 2013 | 8 | 5 | 8 | 2 | 0 | #DIV/0!
2013-08-05 | 2013-08-05 09:00 | 2013 | 8 | 5 | 9 | 2 | 0 | #DIV/0!
2013-08-05 | 2013-08-05 10:00 | 2013 | 8 | 5 | 10 | 2 | 0 | #DIV/0!
2013-08-05 | 2013-08-05 11:00 | 2013 | 8 | 5 | 11 | 2 | 0 | #DIV/0!
2013-08-05 | 2013-08-05 12:00 | 2013 | 8 | 5 | 12 | 2 | 0 | #DIV/0!
2013-08-05 | 2013-08-05 13:00 | 2013 | 8 | 5 | 13 | 2 | 0 | #DIV/0!
2013-08-05 | 2013-08-05 14:00 | 2013 | 8 | 5 | 14 | 2 | 0 | #DIV/0!
2013-08-05 | 2013-08-05 15:00 | 2013 | 8 | 5 | 15 | 2 | 0 | #DIV/0!
2013-08-05 | 2013-08-05 16:00 | 2013 | 8 | 5 | 16 | 2 | 0 | #DIV/0!
2013-08-05 | 2013-08-05 17:00 | 2013 | 8 | 5 | 17 | 2 | 0 | #DIV/0!
2013-08-05 | 2013-08-05 18:00 | 2013 | 8 | 5 | 18 | 2 | 0 | #DIV/0!
2013-08-05 | 2013-08-05 19:00 | 2013 | 8 | 5 | 19 | 2 | 0 | #DIV/0!
2013-08-05 | 2013-08-05 20:00 | 2013 | 8 | 5 | 20 | 2 | 0 | #DIV/0!
2013-08-05 | 2013-08-05 21:00 | 2013 | 8 | 5 | 21 | 2 | 0 | #DIV/0!
2013-08-05 | 2013-08-05 22:00 | 2013 | 8 | 5 | 22 | 2 | 0 | #DIV/0!
2013-08-05 | 2013-08-05 23:00 | 2013 | 8 | 5 | 23 | 2 | 0 | #DIV/0!
2013-08-06 | 2013-08-06 | 2013 | 8 | 6 | 24 | 3 | 0 | #DIV/0!
2013-08-06 | 2013-08-06 01:00 | 2013 | 8 | 6 | 1 | 3 | 0 | #DIV/0!
2013-08-06 | 2013-08-06 02:00 | 2013 | 8 | 6 | 2 | 3 | 0 | #DIV/0!
2013-08-06 | 2013-08-06 03:00 | 2013 | 8 | 6 | 3 | 3 | 0 | #DIV/0!
2013-08-06 | 2013-08-06 04:00 | 2013 | 8 | 6 | 4 | 3 | 0 | #DIV/0!
2013-08-06 | 2013-08-06 05:00 | 2013 | 8 | 6 | 5 | 3 | 0 | #DIV/0!
2013-08-06 | 2013-08-06 06:00 | 2013 | 8 | 6 | 6 | 3 | 0 | #DIV/0!
2013-08-06 | 2013-08-06 07:00 | 2013 | 8 | 6 | 7 | 3 | 0 | #DIV/0!
2013-08-06 | 2013-08-06 08:00 | 2013 | 8 | 6 | 8 | 3 | 0 | #DIV/0!
2013-08-06 | 2013-08-06 09:00 | 2013 | 8 | 6 | 9 | 3 | 0 | #DIV/0!
2013-08-06 | 2013-08-06 10:00 | 2013 | 8 | 6 | 10 | 3 | 0 | #DIV/0!
2013-08-06 | 2013-08-06 11:00 | 2013 | 8 | 6 | 11 | 3 | 0 | #DIV/0!
2013-08-06 | 2013-08-06 12:00 | 2013 | 8 | 6 | 12 | 3 | 0 | #DIV/0!
2013-08-06 | 2013-08-06 13:00 | 2013 | 8 | 6 | 13 | 3 | 0 | #DIV/0!
2013-08-06 | 2013-08-06 14:00 | 2013 | 8 | 6 | 14 | 3 | 0 | #DIV/0!
2013-08-06 | 2013-08-06 15:00 | 2013 | 8 | 6 | 15 | 3 | 0 | #DIV/0!
2013-08-06 | 2013-08-06 16:00 | 2013 | 8 | 6 | 16 | 3 | 0 | #DIV/0!
2013-08-06 | 2013-08-06 17:00 | 2013 | 8 | 6 | 17 | 3 | 0 | #DIV/0!
2013-08-06 | 2013-08-06 18:00 | 2013 | 8 | 6 | 18 | 3 | 0 | #DIV/0!
2013-08-06 | 2013-08-06 19:00 | 2013 | 8 | 6 | 19 | 3 | 0 | #DIV/0!
2013-08-06 | 2013-08-06 20:00 | 2013 | 8 | 6 | 20 | 3 | 0 | #DIV/0!
2013-08-06 | 2013-08-06 21:00 | 2013 | 8 | 6 | 21 | 3 | 0 | #DIV/0!
2013-08-06 | 2013-08-06 22:00 | 2013 | 8 | 6 | 22 | 3 | 0 | #DIV/0!
2013-08-06 | 2013-08-06 23:00 | 2013 | 8 | 6 | 23 | 3 | 0 | #DIV/0!
2013-08-07 | 2013-08-07 | 2013 | 8 | 7 | 24 | 4 | 0 | #DIV/0!
2013-08-07 | 2013-08-07 01:00 | 2013 | 8 | 7 | 1 | 4 | 0 | #DIV/0!
2013-08-07 | 2013-08-07 02:00 | 2013 | 8 | 7 | 2 | 4 | 0 | #DIV/0!
2013-08-07 | 2013-08-07 03:00 | 2013 | 8 | 7 | 3 | 4 | 0 | #DIV/0!
2013-08-07 | 2013-08-07 04:00 | 2013 | 8 | 7 | 4 | 4 | 0 | #DIV/0!
2013-08-07 | 2013-08-07 05:00 | 2013 | 8 | 7 | 5 | 4 | 0 | #DIV/0!
2013-08-07 | 2013-08-07 06:00 | 2013 | 8 | 7 | 6 | 4 | 0 | #DIV/0!
2013-08-07 | 2013-08-07 07:00 | 2013 | 8 | 7 | 7 | 4 | 0 | #DIV/0!
2013-08-07 | 2013-08-07 08:00 | 2013 | 8 | 7 | 8 | 4 | 0 | #DIV/0!
2013-08-07 | 2013-08-07 09:00 | 2013 | 8 | 7 | 9 | 4 | 0 | #DIV/0!
2013-08-07 | 2013-08-07 10:00 | 2013 | 8 | 7 | 10 | 4 | 0 | #DIV/0!
2013-08-07 | 2013-08-07 11:00 | 2013 | 8 | 7 | 11 | 4 | 0 | #DIV/0!
2013-08-07 | 2013-08-07 12:00 | 2013 | 8 | 7 | 12 | 4 | 0 | #DIV/0!
2013-08-07 | 2013-08-07 13:00 | 2013 | 8 | 7 | 13 | 4 | 0 | #DIV/0!
2013-08-07 | 2013-08-07 14:00 | 2013 | 8 | 7 | 14 | 4 | 0 | #DIV/0!
2013-08-07 | 2013-08-07 15:00 | 2013 | 8 | 7 | 15 | 4 | 0 | #DIV/0!
2013-08-07 | 2013-08-07 16:00 | 2013 | 8 | 7 | 16 | 4 | 0 | #DIV/0!
2013-08-07 | 2013-08-07 17:00 | 2013 | 8 | 7 | 17 | 4 | 0 | #DIV/0!
2013-08-07 | 2013-08-07 18:00 | 2013 | 8 | 7 | 18 | 4 | 0 | #DIV/0!
2013-08-07 | 2013-08-07 19:00 | 2013 | 8 | 7 | 19 | 4 | 0 | #DIV/0!
2013-08-07 | 2013-08-07 20:00 | 2013 | 8 | 7 | 20 | 4 | 0 | #DIV/0!
2013-08-07 | 2013-08-07 21:00 | 2013 | 8 | 7 | 21 | 4 | 0 | #DIV/0!
2013-08-07 | 2013-08-07 22:00 | 2013 | 8 | 7 | 22 | 4 | 0 | #DIV/0!
2013-08-07 | 2013-08-07 23:00 | 2013 | 8 | 7 | 23 | 4 | 0 | #DIV/0!
2013-08-08 | 2013-08-08 | 2013 | 8 | 8 | 24 | 5 | 0 | #DIV/0!
2013-08-08 | 2013-08-08 01:00 | 2013 | 8 | 8 | 1 | 5 | 0 | #DIV/0!
2013-08-08 | 2013-08-08 02:00 | 2013 | 8 | 8 | 2 | 5 | 0 | #DIV/0!
2013-08-08 | 2013-08-08 03:00 | 2013 | 8 | 8 | 3 | 5 | 0 | #DIV/0!
2013-08-08 | 2013-08-08 04:00 | 2013 | 8 | 8 | 4 | 5 | 0 | #DIV/0!
2013-08-08 | 2013-08-08 05:00 | 2013 | 8 | 8 | 5 | 5 | 0 | #DIV/0!
2013-08-08 | 2013-08-08 06:00 | 2013 | 8 | 8 | 6 | 5 | 0 | #DIV/0!
2013-08-08 | 2013-08-08 07:00 | 2013 | 8 | 8 | 7 | 5 | 0 | #DIV/0!
2013-08-08 | 2013-08-08 08:00 | 2013 | 8 | 8 | 8 | 5 | 0 | #DIV/0!
2013-08-08 | 2013-08-08 09:00 | 2013 | 8 | 8 | 9 | 5 | 0 | #DIV/0!
2013-08-08 | 2013-08-08 10:00 | 2013 | 8 | 8 | 10 | 5 | 0 | #DIV/0!
2013-08-08 | 2013-08-08 11:00 | 2013 | 8 | 8 | 11 | 5 | 0 | #DIV/0!
2013-08-08 | 2013-08-08 12:00 | 2013 | 8 | 8 | 12 | 5 | 0 | #DIV/0!
2013-08-08 | 2013-08-08 13:00 | 2013 | 8 | 8 | 13 | 5 | 0 | #DIV/0!
2013-08-08 | 2013-08-08 14:00 | 2013 | 8 | 8 | 14 | 5 | 0 | #DIV/0!
2013-08-08 | 2013-08-08 15:00 | 2013 | 8 | 8 | 15 | 5 | 0 | #DIV/0!
2013-08-08 | 2013-08-08 16:00 | 2013 | 8 | 8 | 16 | 5 | 0 | #DIV/0!
2013-08-08 | 2013-08-08 17:00 | 2013 | 8 | 8 | 17 | 5 | 0 | #DIV/0!
2013-08-08 | 2013-08-08 18:00 | 2013 | 8 | 8 | 18 | 5 | 0 | #DIV/0!
2013-08-08 | 2013-08-08 19:00 | 2013 | 8 | 8 | 19 | 5 | 0 | #DIV/0!
2013-08-08 | 2013-08-08 20:00 | 2013 | 8 | 8 | 20 | 5 | 0 | #DIV/0!
2013-08-08 | 2013-08-08 21:00 | 2013 | 8 | 8 | 21 | 5 | 0 | #DIV/0!
2013-08-08 | 2013-08-08 22:00 | 2013 | 8 | 8 | 22 | 5 | 0 | #DIV/0!
2013-08-08 | 2013-08-08 23:00 | 2013 | 8 | 8 | 23 | 5 | 0 | #DIV/0!
2013-08-09 | 2013-08-09 | 2013 | 8 | 9 | 24 | 6 | 0 | #DIV/0!
2013-08-09 | 2013-08-09 01:00 | 2013 | 8 | 9 | 1 | 6 | 0 | #DIV/0!
2013-08-09 | 2013-08-09 02:00 | 2013 | 8 | 9 | 2 | 6 | 0 | #DIV/0!
2013-08-09 | 2013-08-09 03:00 | 2013 | 8 | 9 | 3 | 6 | 0 | #DIV/0!
2013-08-09 | 2013-08-09 04:00 | 2013 | 8 | 9 | 4 | 6 | 0 | #DIV/0!
2013-08-09 | 2013-08-09 05:00 | 2013 | 8 | 9 | 5 | 6 | 0 | #DIV/0!
2013-08-09 | 2013-08-09 06:00 | 2013 | 8 | 9 | 6 | 6 | 0 | #DIV/0!
2013-08-09 | 2013-08-09 07:00 | 2013 | 8 | 9 | 7 | 6 | 0 | #DIV/0!
2013-08-09 | 2013-08-09 08:00 | 2013 | 8 | 9 | 8 | 6 | 0 | #DIV/0!
2013-08-09 | 2013-08-09 09:00 | 2013 | 8 | 9 | 9 | 6 | 0 | #DIV/0!
2013-08-09 | 2013-08-09 10:00 | 2013 | 8 | 9 | 10 | 6 | 0 | #DIV/0!
2013-08-09 | 2013-08-09 11:00 | 2013 | 8 | 9 | 11 | 6 | 0 | #DIV/0!
2013-08-09 | 2013-08-09 12:00 | 2013 | 8 | 9 | 12 | 6 | 0 | #DIV/0!
2013-08-09 | 2013-08-09 13:00 | 2013 | 8 | 9 | 13 | 6 | 0 | #DIV/0!
2013-08-09 | 2013-08-09 14:00 | 2013 | 8 | 9 | 14 | 6 | 0 | #DIV/0!
2013-08-09 | 2013-08-09 15:00 | 2013 | 8 | 9 | 15 | 6 | 0 | #DIV/0!
2013-08-09 | 2013-08-09 16:00 | 2013 | 8 | 9 | 16 | 6 | 0 | #DIV/0!
2013-08-09 | 2013-08-09 17:00 | 2013 | 8 | 9 | 17 | 6 | 0 | #DIV/0!
2013-08-09 | 2013-08-09 18:00 | 2013 | 8 | 9 | 18 | 6 | 0 | #DIV/0!
2013-08-09 | 2013-08-09 19:00 | 2013 | 8 | 9 | 19 | 6 | 0 | #DIV/0!
2013-08-09 | 2013-08-09 20:00 | 2013 | 8 | 9 | 20 | 6 | 0 | #DIV/0!
2013-08-09 | 2013-08-09 21:00 | 2013 | 8 | 9 | 21 | 6 | 0 | #DIV/0!
2013-08-09 | 2013-08-09 22:00 | 2013 | 8 | 9 | 22 | 6 | 0 | #DIV/0!
2013-08-09 | 2013-08-09 23:00 | 2013 | 8 | 9 | 23 | 6 | 0 | #DIV/0!
2013-08-10 | 2013-08-10 | 2013 | 8 | 10 | 24 | 7 | 0 | #DIV/0!
2013-08-10 | 2013-08-10 01:00 | 2013 | 8 | 10 | 1 | 7 | 0 | #DIV/0!
2013-08-10 | 2013-08-10 02:00 | 2013 | 8 | 10 | 2 | 7 | 0 | #DIV/0!
2013-08-10 | 2013-08-10 03:00 | 2013 | 8 | 10 | 3 | 7 | 0 | #DIV/0!
2013-08-10 | 2013-08-10 04:00 | 2013 | 8 | 10 | 4 | 7 | 0 | #DIV/0!
2013-08-10 | 2013-08-10 05:00 | 2013 | 8 | 10 | 5 | 7 | 0 | #DIV/0!
2013-08-10 | 2013-08-10 06:00 | 2013 | 8 | 10 | 6 | 7 | 0 | #DIV/0!
2013-08-10 | 2013-08-10 07:00 | 2013 | 8 | 10 | 7 | 7 | 0 | #DIV/0!
2013-08-10 | 2013-08-10 08:00 | 2013 | 8 | 10 | 8 | 7 | 0 | #DIV/0!
2013-08-10 | 2013-08-10 09:00 | 2013 | 8 | 10 | 9 | 7 | 0 | #DIV/0!
2013-08-10 | 2013-08-10 10:00 | 2013 | 8 | 10 | 10 | 7 | 0 | #DIV/0!
2013-08-10 | 2013-08-10 11:00 | 2013 | 8 | 10 | 11 | 7 | 0 | #DIV/0!
2013-08-10 | 2013-08-10 12:00 | 2013 | 8 | 10 | 12 | 7 | 0 | #DIV/0!
2013-08-10 | 2013-08-10 13:00 | 2013 | 8 | 10 | 13 | 7 | 0 | #DIV/0!
2013-08-10 | 2013-08-10 14:00 | 2013 | 8 | 10 | 14 | 7 | 0 | #DIV/0!
2013-08-10 | 2013-08-10 15:00 | 2013 | 8 | 10 | 15 | 7 | 0 | #DIV/0!
2013-08-10 | 2013-08-10 16:00 | 2013 | 8 | 10 | 16 | 7 | 0 | #DIV/0!
2013-08-10 | 2013-08-10 17:00 | 2013 | 8 | 10 | 17 | 7 | 0 | #DIV/0!
2013-08-10 | 2013-08-10 18:00 | 2013 | 8 | 10 | 18 | 7 | 0 | #DIV/0!
2013-08-10 | 2013-08-10 19:00 | 2013 | 8 | 10 | 19 | 7 | 0 | #DIV/0!
2013-08-10 | 2013-08-10 20:00 | 2013 | 8 | 10 | 20 | 7 | 0 | #DIV/0!
2013-08-10 | 2013-08-10 21:00 | 2013 | 8 | 10 | 21 | 7 | 0 | #DIV/0!
2013-08-10 | 2013-08-10 22:00 | 2013 | 8 | 10 | 22 | 7 | 0 | #DIV/0!
2013-08-10 | 2013-08-10 23:00 | 2013 | 8 | 10 | 23 | 7 | 0 | #DIV/0!
2013-08-11 | 2013-08-11 | 2013 | 8 | 11 | 24 | 1 | 0 | #DIV/0!
2013-08-11 | 2013-08-11 01:00 | 2013 | 8 | 11 | 1 | 1 | 0 | #DIV/0!
2013-08-11 | 2013-08-11 02:00 | 2013 | 8 | 11 | 2 | 1 | 0 | #DIV/0!
2013-08-11 | 2013-08-11 03:00 | 2013 | 8 | 11 | 3 | 1 | 0 | #DIV/0!
2013-08-11 | 2013-08-11 04:00 | 2013 | 8 | 11 | 4 | 1 | 0 | #DIV/0!
2013-08-11 | 2013-08-11 05:00 | 2013 | 8 | 11 | 5 | 1 | 0 | #DIV/0!
2013-08-11 | 2013-08-11 06:00 | 2013 | 8 | 11 | 6 | 1 | 0 | #DIV/0!
2013-08-11 | 2013-08-11 07:00 | 2013 | 8 | 11 | 7 | 1 | 0 | #DIV/0!
2013-08-11 | 2013-08-11 08:00 | 2013 | 8 | 11 | 8 | 1 | 0 | #DIV/0!
2013-08-11 | 2013-08-11 09:00 | 2013 | 8 | 11 | 9 | 1 | 0 | #DIV/0!
2013-08-11 | 2013-08-11 10:00 | 2013 | 8 | 11 | 10 | 1 | 0 | #DIV/0!
2013-08-11 | 2013-08-11 11:00 | 2013 | 8 | 11 | 11 | 1 | 0 | #DIV/0!
2013-08-11 | 2013-08-11 12:00 | 2013 | 8 | 11 | 12 | 1 | 0 | #DIV/0!
2013-08-11 | 2013-08-11 13:00 | 2013 | 8 | 11 | 13 | 1 | 0 | #DIV/0!
2013-08-11 | 2013-08-11 14:00 | 2013 | 8 | 11 | 14 | 1 | 0 | #DIV/0!
2013-08-11 | 2013-08-11 15:00 | 2013 | 8 | 11 | 15 | 1 | 0 | #DIV/0!
2013-08-11 | 2013-08-11 16:00 | 2013 | 8 | 11 | 16 | 1 | 0 | #DIV/0!
2013-08-11 | 2013-08-11 17:00 | 2013 | 8 | 11 | 17 | 1 | 0 | #DIV/0!
2013-08-11 | 2013-08-11 18:00 | 2013 | 8 | 11 | 18 | 1 | 0 | #DIV/0!
2013-08-11 | 2013-08-11 19:00 | 2013 | 8 | 11 | 19 | 1 | 0 | #DIV/0!
2013-08-11 | 2013-08-11 20:00 | 2013 | 8 | 11 | 20 | 1 | 0 | #DIV/0!
2013-08-11 | 2013-08-11 21:00 | 2013 | 8 | 11 | 21 | 1 | 0 | #DIV/0!
2013-08-11 | 2013-08-11 22:00 | 2013 | 8 | 11 | 22 | 1 | 0 | #DIV/0!
2013-08-11 | 2013-08-11 23:00 | 2013 | 8 | 11 | 23 | 1 | 0 | #DIV/0!
2013-08-12 | 2013-08-12 | 2013 | 8 | 12 | 24 | 2 | 0 | #DIV/0!
2013-08-12 | 2013-08-12 01:00 | 2013 | 8 | 12 | 1 | 2 | 0 | #DIV/0!
2013-08-12 | 2013-08-12 02:00 | 2013 | 8 | 12 | 2 | 2 | 0 | #DIV/0!
2013-08-12 | 2013-08-12 03:00 | 2013 | 8 | 12 | 3 | 2 | 0 | #DIV/0!
2013-08-12 | 2013-08-12 04:00 | 2013 | 8 | 12 | 4 | 2 | 0 | #DIV/0!
2013-08-12 | 2013-08-12 05:00 | 2013 | 8 | 12 | 5 | 2 | 0 | #DIV/0!
2013-08-12 | 2013-08-12 06:00 | 2013 | 8 | 12 | 6 | 2 | 0 | #DIV/0!
2013-08-12 | 2013-08-12 07:00 | 2013 | 8 | 12 | 7 | 2 | 0 | #DIV/0!
2013-08-12 | 2013-08-12 08:00 | 2013 | 8 | 12 | 8 | 2 | 0 | #DIV/0!
2013-08-12 | 2013-08-12 09:00 | 2013 | 8 | 12 | 9 | 2 | 0 | #DIV/0!
2013-08-12 | 2013-08-12 10:00 | 2013 | 8 | 12 | 10 | 2 | 0 | #DIV/0!
2013-08-12 | 2013-08-12 11:00 | 2013 | 8 | 12 | 11 | 2 | 0 | #DIV/0!
2013-08-12 | 2013-08-12 12:00 | 2013 | 8 | 12 | 12 | 2 | 0 | #DIV/0!
2013-08-12 | 2013-08-12 13:00 | 2013 | 8 | 12 | 13 | 2 | 0 | #DIV/0!
2013-08-12 | 2013-08-12 14:00 | 2013 | 8 | 12 | 14 | 2 | 0 | #DIV/0!
2013-08-12 | 2013-08-12 15:00 | 2013 | 8 | 12 | 15 | 2 | 0 | #DIV/0!
2013-08-12 | 2013-08-12 16:00 | 2013 | 8 | 12 | 16 | 2 | 0 | #DIV/0!
2013-08-12 | 2013-08-12 17:00 | 2013 | 8 | 12 | 17 | 2 | 0 | #DIV/0!
2013-08-12 | 2013-08-12 18:00 | 2013 | 8 | 12 | 18 | 2 | 0 | #DIV/0!
2013-08-12 | 2013-08-12 19:00 | 2013 | 8 | 12 | 19 | 2 | 0 | #DIV/0!
2013-08-12 | 2013-08-12 20:00 | 2013 | 8 | 12 | 20 | 2 | 0 | #DIV/0!
2013-08-12 | 2013-08-12 21:00 | 2013 | 8 | 12 | 21 | 2 | 0 | #DIV/0!
2013-08-12 | 2013-08-12 22:00 | 2013 | 8 | 12 | 22 | 2 | 0 | #DIV/0!
2013-08-12 | 2013-08-12 23:00 | 2013 | 8 | 12 | 23 | 2 | 0 | #DIV/0!
2013-08-13 | 2013-08-13 | 2013 | 8 | 13 | 24 | 3 | 0 | #DIV/0!
2013-08-13 | 2013-08-13 01:00 | 2013 | 8 | 13 | 1 | 3 | 0 | #DIV/0!
2013-08-13 | 2013-08-13 02:00 | 2013 | 8 | 13 | 2 | 3 | 0 | #DIV/0!
2013-08-13 | 2013-08-13 03:00 | 2013 | 8 | 13 | 3 | 3 | 0 | #DIV/0!
2013-08-13 | 2013-08-13 04:00 | 2013 | 8 | 13 | 4 | 3 | 0 | #DIV/0!
2013-08-13 | 2013-08-13 05:00 | 2013 | 8 | 13 | 5 | 3 | 0 | #DIV/0!
2013-08-13 | 2013-08-13 06:00 | 2013 | 8 | 13 | 6 | 3 | 0 | #DIV/0!
2013-08-13 | 2013-08-13 07:00 | 2013 | 8 | 13 | 7 | 3 | 0 | #DIV/0!
2013-08-13 | 2013-08-13 08:00 | 2013 | 8 | 13 | 8 | 3 | 0 | #DIV/0!
2013-08-13 | 2013-08-13 09:00 | 2013 | 8 | 13 | 9 | 3 | 0 | #DIV/0!
2013-08-13 | 2013-08-13 10:00 | 2013 | 8 | 13 | 10 | 3 | 0 | #DIV/0!
2013-08-13 | 2013-08-13 11:00 | 2013 | 8 | 13 | 11 | 3 | 0 | #DIV/0!
2013-08-13 | 2013-08-13 12:00 | 2013 | 8 | 13 | 12 | 3 | 0 | #DIV/0!
2013-08-13 | 2013-08-13 13:00 | 2013 | 8 | 13 | 13 | 3 | 0 | #DIV/0!
2013-08-13 | 2013-08-13 14:00 | 2013 | 8 | 13 | 14 | 3 | 0 | #DIV/0!
2013-08-13 | 2013-08-13 15:00 | 2013 | 8 | 13 | 15 | 3 | 0 | #DIV/0!
2013-08-13 | 2013-08-13 16:00 | 2013 | 8 | 13 | 16 | 3 | 0 | #DIV/0!
2013-08-13 | 2013-08-13 17:00 | 2013 | 8 | 13 | 17 | 3 | 0 | #DIV/0!
2013-08-13 | 2013-08-13 18:00 | 2013 | 8 | 13 | 18 | 3 | 0 | #DIV/0!
2013-08-13 | 2013-08-13 19:00 | 2013 | 8 | 13 | 19 | 3 | 0 | #DIV/0!
2013-08-13 | 2013-08-13 20:00 | 2013 | 8 | 13 | 20 | 3 | 0 | #DIV/0!
2013-08-13 | 2013-08-13 21:00 | 2013 | 8 | 13 | 21 | 3 | 0 | #DIV/0!
2013-08-13 | 2013-08-13 22:00 | 2013 | 8 | 13 | 22 | 3 | 0 | #DIV/0!
2013-08-13 | 2013-08-13 23:00 | 2013 | 8 | 13 | 23 | 3 | 0 | #DIV/0!
2013-08-14 | 2013-08-14 | 2013 | 8 | 14 | 24 | 4 | 0 | #DIV/0!
2013-08-14 | 2013-08-14 01:00 | 2013 | 8 | 14 | 1 | 4 | 0 | #DIV/0!
2013-08-14 | 2013-08-14 02:00 | 2013 | 8 | 14 | 2 | 4 | 0 | #DIV/0!
2013-08-14 | 2013-08-14 03:00 | 2013 | 8 | 14 | 3 | 4 | 0 | #DIV/0!
2013-08-14 | 2013-08-14 04:00 | 2013 | 8 | 14 | 4 | 4 | 0 | #DIV/0!
2013-08-14 | 2013-08-14 05:00 | 2013 | 8 | 14 | 5 | 4 | 0 | #DIV/0!
2013-08-14 | 2013-08-14 06:00 | 2013 | 8 | 14 | 6 | 4 | 0 | #DIV/0!
2013-08-14 | 2013-08-14 07:00 | 2013 | 8 | 14 | 7 | 4 | 0 | #DIV/0!
2013-08-14 | 2013-08-14 08:00 | 2013 | 8 | 14 | 8 | 4 | 0 | #DIV/0!
2013-08-14 | 2013-08-14 09:00 | 2013 | 8 | 14 | 9 | 4 | 0 | #DIV/0!
2013-08-14 | 2013-08-14 10:00 | 2013 | 8 | 14 | 10 | 4 | 0 | #DIV/0!
2013-08-14 | 2013-08-14 11:00 | 2013 | 8 | 14 | 11 | 4 | 0 | #DIV/0!
2013-08-14 | 2013-08-14 12:00 | 2013 | 8 | 14 | 12 | 4 | 0 | #DIV/0!
2013-08-14 | 2013-08-14 13:00 | 2013 | 8 | 14 | 13 | 4 | 0 | #DIV/0!
2013-08-14 | 2013-08-14 14:00 | 2013 | 8 | 14 | 14 | 4 | 0 | #DIV/0!
2013-08-14 | 2013-08-14 15:00 | 2013 | 8 | 14 | 15 | 4 | 0 | #DIV/0!
2013-08-14 | 2013-08-14 16:00 | 2013 | 8 | 14 | 16 | 4 | 0 | #DIV/0!
2013-08-14 | 2013-08-14 17:00 | 2013 | 8 | 14 | 17 | 4 | 0 | #DIV/0!
2013-08-14 | 2013-08-14 18:00 | 2013 | 8 | 14 | 18 | 4 | 0 | #DIV/0!
2013-08-14 | 2013-08-14 19:00 | 2013 | 8 | 14 | 19 | 4 | 0 | #DIV/0!
2013-08-14 | 2013-08-14 20:00 | 2013 | 8 | 14 | 20 | 4 | 0 | #DIV/0!
2013-08-14 | 2013-08-14 21:00 | 2013 | 8 | 14 | 21 | 4 | 0 | #DIV/0!
2013-08-14 | 2013-08-14 22:00 | 2013 | 8 | 14 | 22 | 4 | 0 | #DIV/0!
2013-08-14 | 2013-08-14 23:00 | 2013 | 8 | 14 | 23 | 4 | 0 | #DIV/0!
2013-08-15 | 2013-08-15 | 2013 | 8 | 15 | 24 | 5 | 0 | #DIV/0!
2013-08-15 | 2013-08-15 01:00 | 2013 | 8 | 15 | 1 | 5 | 0 | #DIV/0!
2013-08-15 | 2013-08-15 02:00 | 2013 | 8 | 15 | 2 | 5 | 0 | #DIV/0!
2013-08-15 | 2013-08-15 03:00 | 2013 | 8 | 15 | 3 | 5 | 0 | #DIV/0!
2013-08-15 | 2013-08-15 04:00 | 2013 | 8 | 15 | 4 | 5 | 0 | #DIV/0!
2013-08-15 | 2013-08-15 05:00 | 2013 | 8 | 15 | 5 | 5 | 0 | #DIV/0!
2013-08-15 | 2013-08-15 06:00 | 2013 | 8 | 15 | 6 | 5 | 0 | #DIV/0!
2013-08-15 | 2013-08-15 07:00 | 2013 | 8 | 15 | 7 | 5 | 0 | #DIV/0!
2013-08-15 | 2013-08-15 08:00 | 2013 | 8 | 15 | 8 | 5 | 0 | #DIV/0!
2013-08-15 | 2013-08-15 09:00 | 2013 | 8 | 15 | 9 | 5 | 0 | #DIV/0!
2013-08-15 | 2013-08-15 10:00 | 2013 | 8 | 15 | 10 | 5 | 0 | #DIV/0!
2013-08-15 | 2013-08-15 11:00 | 2013 | 8 | 15 | 11 | 5 | 0 | #DIV/0!
2013-08-15 | 2013-08-15 12:00 | 2013 | 8 | 15 | 12 | 5 | 0 | #DIV/0!
2013-08-15 | 2013-08-15 13:00 | 2013 | 8 | 15 | 13 | 5 | 0 | #DIV/0!
2013-08-15 | 2013-08-15 14:00 | 2013 | 8 | 15 | 14 | 5 | 0 | #DIV/0!
2013-08-15 | 2013-08-15 15:00 | 2013 | 8 | 15 | 15 | 5 | 0 | #DIV/0!
2013-08-15 | 2013-08-15 16:00 | 2013 | 8 | 15 | 16 | 5 | 0 | #DIV/0!
2013-08-15 | 2013-08-15 17:00 | 2013 | 8 | 15 | 17 | 5 | 0 | #DIV/0!
2013-08-15 | 2013-08-15 18:00 | 2013 | 8 | 15 | 18 | 5 | 0 | #DIV/0!
2013-08-15 | 2013-08-15 19:00 | 2013 | 8 | 15 | 19 | 5 | 0 | #DIV/0!
2013-08-15 | 2013-08-15 20:00 | 2013 | 8 | 15 | 20 | 5 | 0 | #DIV/0!
2013-08-15 | 2013-08-15 21:00 | 2013 | 8 | 15 | 21 | 5 | 0 | #DIV/0!
2013-08-15 | 2013-08-15 22:00 | 2013 | 8 | 15 | 22 | 5 | 0 | #DIV/0!
2013-08-15 | 2013-08-15 23:00 | 2013 | 8 | 15 | 23 | 5 | 0 | #DIV/0!
2013-08-16 | 2013-08-16 | 2013 | 8 | 16 | 24 | 6 | 0 | #DIV/0!
2013-08-16 | 2013-08-16 01:00 | 2013 | 8 | 16 | 1 | 6 | 0 | #DIV/0!
2013-08-16 | 2013-08-16 02:00 | 2013 | 8 | 16 | 2 | 6 | 0 | #DIV/0!
2013-08-16 | 2013-08-16 03:00 | 2013 | 8 | 16 | 3 | 6 | 0 | #DIV/0!
2013-08-16 | 2013-08-16 04:00 | 2013 | 8 | 16 | 4 | 6 | 0 | #DIV/0!
2013-08-16 | 2013-08-16 05:00 | 2013 | 8 | 16 | 5 | 6 | 0 | #DIV/0!
2013-08-16 | 2013-08-16 06:00 | 2013 | 8 | 16 | 6 | 6 | 0 | #DIV/0!
2013-08-16 | 2013-08-16 07:00 | 2013 | 8 | 16 | 7 | 6 | 0 | #DIV/0!
2013-08-16 | 2013-08-16 08:00 | 2013 | 8 | 16 | 8 | 6 | 0 | #DIV/0!
2013-08-16 | 2013-08-16 09:00 | 2013 | 8 | 16 | 9 | 6 | 0 | #DIV/0!
2013-08-16 | 2013-08-16 10:00 | 2013 | 8 | 16 | 10 | 6 | 0 | #DIV/0!
2013-08-16 | 2013-08-16 11:00 | 2013 | 8 | 16 | 11 | 6 | 0 | #DIV/0!
2013-08-16 | 2013-08-16 12:00 | 2013 | 8 | 16 | 12 | 6 | 0 | #DIV/0!
2013-08-16 | 2013-08-16 13:00 | 2013 | 8 | 16 | 13 | 6 | 0 | #DIV/0!
2013-08-16 | 2013-08-16 14:00 | 2013 | 8 | 16 | 14 | 6 | 0 | #DIV/0!
2013-08-16 | 2013-08-16 15:00 | 2013 | 8 | 16 | 15 | 6 | 0 | #DIV/0!
2013-08-16 | 2013-08-16 16:00 | 2013 | 8 | 16 | 16 | 6 | 0 | #DIV/0!
2013-08-16 | 2013-08-16 17:00 | 2013 | 8 | 16 | 17 | 6 | 0 | #DIV/0!
2013-08-16 | 2013-08-16 18:00 | 2013 | 8 | 16 | 18 | 6 | 0 | #DIV/0!
2013-08-16 | 2013-08-16 19:00 | 2013 | 8 | 16 | 19 | 6 | 0 | #DIV/0!
2013-08-16 | 2013-08-16 20:00 | 2013 | 8 | 16 | 20 | 6 | 0 | #DIV/0!
2013-08-16 | 2013-08-16 21:00 | 2013 | 8 | 16 | 21 | 6 | 0 | #DIV/0!
2013-08-16 | 2013-08-16 22:00 | 2013 | 8 | 16 | 22 | 6 | 0 | #DIV/0!
2013-08-16 | 2013-08-16 23:00 | 2013 | 8 | 16 | 23 | 6 | 0 | #DIV/0!
2013-08-17 | 2013-08-17 | 2013 | 8 | 17 | 24 | 7 | 0 | #DIV/0!
2013-08-17 | 2013-08-17 01:00 | 2013 | 8 | 17 | 1 | 7 | 0 | #DIV/0!
2013-08-17 | 2013-08-17 02:00 | 2013 | 8 | 17 | 2 | 7 | 0 | #DIV/0!
2013-08-17 | 2013-08-17 03:00 | 2013 | 8 | 17 | 3 | 7 | 0 | #DIV/0!
2013-08-17 | 2013-08-17 04:00 | 2013 | 8 | 17 | 4 | 7 | 0 | #DIV/0!
2013-08-17 | 2013-08-17 05:00 | 2013 | 8 | 17 | 5 | 7 | 0 | #DIV/0!
2013-08-17 | 2013-08-17 06:00 | 2013 | 8 | 17 | 6 | 7 | 0 | #DIV/0!
2013-08-17 | 2013-08-17 07:00 | 2013 | 8 | 17 | 7 | 7 | 0 | #DIV/0!
2013-08-17 | 2013-08-17 08:00 | 2013 | 8 | 17 | 8 | 7 | 0 | #DIV/0!
2013-08-17 | 2013-08-17 09:00 | 2013 | 8 | 17 | 9 | 7 | 0 | #DIV/0!
2013-08-17 | 2013-08-17 10:00 | 2013 | 8 | 17 | 10 | 7 | 0 | #DIV/0!
2013-08-17 | 2013-08-17 11:00 | 2013 | 8 | 17 | 11 | 7 | 0 | #DIV/0!
2013-08-17 | 2013-08-17 12:00 | 2013 | 8 | 17 | 12 | 7 | 0 | #DIV/0!
2013-08-17 | 2013-08-17 13:00 | 2013 | 8 | 17 | 13 | 7 | 0 | #DIV/0!
2013-08-17 | 2013-08-17 14:00 | 2013 | 8 | 17 | 14 | 7 | 0 | #DIV/0!
2013-08-17 | 2013-08-17 15:00 | 2013 | 8 | 17 | 15 | 7 | 0 | #DIV/0!
2013-08-17 | 2013-08-17 16:00 | 2013 | 8 | 17 | 16 | 7 | 0 | #DIV/0!
2013-08-17 | 2013-08-17 17:00 | 2013 | 8 | 17 | 17 | 7 | 0 | #DIV/0!
2013-08-17 | 2013-08-17 18:00 | 2013 | 8 | 17 | 18 | 7 | 0 | #DIV/0!
2013-08-17 | 2013-08-17 19:00 | 2013 | 8 | 17 | 19 | 7 | 0 | #DIV/0!
2013-08-17 | 2013-08-17 20:00 | 2013 | 8 | 17 | 20 | 7 | 0 | #DIV/0!
2013-08-17 | 2013-08-17 21:00 | 2013 | 8 | 17 | 21 | 7 | 0 | #DIV/0!
2013-08-17 | 2013-08-17 22:00 | 2013 | 8 | 17 | 22 | 7 | 0 | #DIV/0!
2013-08-17 | 2013-08-17 23:00 | 2013 | 8 | 17 | 23 | 7 | 0 | #DIV/0!
2013-08-18 | 2013-08-18 | 2013 | 8 | 18 | 24 | 1 | 0 | #DIV/0!
2013-08-18 | 2013-08-18 01:00 | 2013 | 8 | 18 | 1 | 1 | 0 | #DIV/0!
2013-08-18 | 2013-08-18 02:00 | 2013 | 8 | 18 | 2 | 1 | 0 | #DIV/0!
2013-08-18 | 2013-08-18 03:00 | 2013 | 8 | 18 | 3 | 1 | 0 | #DIV/0!
2013-08-18 | 2013-08-18 04:00 | 2013 | 8 | 18 | 4 | 1 | 0 | #DIV/0!
2013-08-18 | 2013-08-18 05:00 | 2013 | 8 | 18 | 5 | 1 | 0 | #DIV/0!
2013-08-18 | 2013-08-18 06:00 | 2013 | 8 | 18 | 6 | 1 | 0 | #DIV/0!
2013-08-18 | 2013-08-18 07:00 | 2013 | 8 | 18 | 7 | 1 | 0 | #DIV/0!
2013-08-18 | 2013-08-18 08:00 | 2013 | 8 | 18 | 8 | 1 | 0 | #DIV/0!
2013-08-18 | 2013-08-18 09:00 | 2013 | 8 | 18 | 9 | 1 | 0 | #DIV/0!
2013-08-18 | 2013-08-18 10:00 | 2013 | 8 | 18 | 10 | 1 | 0 | #DIV/0!
2013-08-18 | 2013-08-18 11:00 | 2013 | 8 | 18 | 11 | 1 | 0 | #DIV/0!
2013-08-18 | 2013-08-18 12:00 | 2013 | 8 | 18 | 12 | 1 | 0 | #DIV/0!
2013-08-18 | 2013-08-18 13:00 | 2013 | 8 | 18 | 13 | 1 | 0 | #DIV/0!
2013-08-18 | 2013-08-18 14:00 | 2013 | 8 | 18 | 14 | 1 | 0 | #DIV/0!
2013-08-18 | 2013-08-18 15:00 | 2013 | 8 | 18 | 15 | 1 | 0 | #DIV/0!
2013-08-18 | 2013-08-18 16:00 | 2013 | 8 | 18 | 16 | 1 | 0 | #DIV/0!
2013-08-18 | 2013-08-18 17:00 | 2013 | 8 | 18 | 17 | 1 | 0 | #DIV/0!
2013-08-18 | 2013-08-18 18:00 | 2013 | 8 | 18 | 18 | 1 | 0 | #DIV/0!
2013-08-18 | 2013-08-18 19:00 | 2013 | 8 | 18 | 19 | 1 | 0 | #DIV/0!
2013-08-18 | 2013-08-18 20:00 | 2013 | 8 | 18 | 20 | 1 | 0 | #DIV/0!
2013-08-18 | 2013-08-18 21:00 | 2013 | 8 | 18 | 21 | 1 | 0 | #DIV/0!
2013-08-18 | 2013-08-18 22:00 | 2013 | 8 | 18 | 22 | 1 | 0 | #DIV/0!
2013-08-18 | 2013-08-18 23:00 | 2013 | 8 | 18 | 23 | 1 | 0 | #DIV/0!
2013-08-19 | 2013-08-19 | 2013 | 8 | 19 | 24 | 2 | 0 | #DIV/0!
2013-08-19 | 2013-08-19 01:00 | 2013 | 8 | 19 | 1 | 2 | 0 | #DIV/0!
2013-08-19 | 2013-08-19 02:00 | 2013 | 8 | 19 | 2 | 2 | 0 | #DIV/0!
2013-08-19 | 2013-08-19 03:00 | 2013 | 8 | 19 | 3 | 2 | 0 | #DIV/0!
2013-08-19 | 2013-08-19 04:00 | 2013 | 8 | 19 | 4 | 2 | 0 | #DIV/0!
2013-08-19 | 2013-08-19 05:00 | 2013 | 8 | 19 | 5 | 2 | 0 | #DIV/0!
2013-08-19 | 2013-08-19 06:00 | 2013 | 8 | 19 | 6 | 2 | 0 | #DIV/0!
2013-08-19 | 2013-08-19 07:00 | 2013 | 8 | 19 | 7 | 2 | 0 | #DIV/0!
2013-08-19 | 2013-08-19 08:00 | 2013 | 8 | 19 | 8 | 2 | 0 | #DIV/0!
2013-08-19 | 2013-08-19 09:00 | 2013 | 8 | 19 | 9 | 2 | 0 | #DIV/0!
2013-08-19 | 2013-08-19 10:00 | 2013 | 8 | 19 | 10 | 2 | 0 | #DIV/0!
2013-08-19 | 2013-08-19 11:00 | 2013 | 8 | 19 | 11 | 2 | 0 | #DIV/0!
2013-08-19 | 2013-08-19 12:00 | 2013 | 8 | 19 | 12 | 2 | 0 | #DIV/0!
2013-08-19 | 2013-08-19 13:00 | 2013 | 8 | 19 | 13 | 2 | 0 | #DIV/0!
2013-08-19 | 2013-08-19 14:00 | 2013 | 8 | 19 | 14 | 2 | 0 | #DIV/0!
2013-08-19 | 2013-08-19 15:00 | 2013 | 8 | 19 | 15 | 2 | 0 | #DIV/0!
2013-08-19 | 2013-08-19 16:00 | 2013 | 8 | 19 | 16 | 2 | 0 | #DIV/0!
2013-08-19 | 2013-08-19 17:00 | 2013 | 8 | 19 | 17 | 2 | 0 | #DIV/0!
2013-08-19 | 2013-08-19 18:00 | 2013 | 8 | 19 | 18 | 2 | 0 | #DIV/0!
2013-08-19 | 2013-08-19 19:00 | 2013 | 8 | 19 | 19 | 2 | 0 | #DIV/0!
2013-08-19 | 2013-08-19 20:00 | 2013 | 8 | 19 | 20 | 2 | 0 | #DIV/0!
2013-08-19 | 2013-08-19 21:00 | 2013 | 8 | 19 | 21 | 2 | 0 | #DIV/0!
2013-08-19 | 2013-08-19 22:00 | 2013 | 8 | 19 | 22 | 2 | 0 | #DIV/0!
2013-08-19 | 2013-08-19 23:00 | 2013 | 8 | 19 | 23 | 2 | 0 | #DIV/0!
2013-08-20 | 2013-08-20 | 2013 | 8 | 20 | 24 | 3 | 0 | #DIV/0!
2013-08-20 | 2013-08-20 01:00 | 2013 | 8 | 20 | 1 | 3 | 0 | #DIV/0!
2013-08-20 | 2013-08-20 02:00 | 2013 | 8 | 20 | 2 | 3 | 0 | #DIV/0!
2013-08-20 | 2013-08-20 03:00 | 2013 | 8 | 20 | 3 | 3 | 0 | #DIV/0!
2013-08-20 | 2013-08-20 04:00 | 2013 | 8 | 20 | 4 | 3 | 0 | #DIV/0!
2013-08-20 | 2013-08-20 05:00 | 2013 | 8 | 20 | 5 | 3 | 0 | #DIV/0!
2013-08-20 | 2013-08-20 06:00 | 2013 | 8 | 20 | 6 | 3 | 0 | #DIV/0!
2013-08-20 | 2013-08-20 07:00 | 2013 | 8 | 20 | 7 | 3 | 0 | #DIV/0!
2013-08-20 | 2013-08-20 08:00 | 2013 | 8 | 20 | 8 | 3 | 0 | #DIV/0!
2013-08-20 | 2013-08-20 09:00 | 2013 | 8 | 20 | 9 | 3 | 0 | #DIV/0!
2013-08-20 | 2013-08-20 10:00 | 2013 | 8 | 20 | 10 | 3 | 0 | #DIV/0!
2013-08-20 | 2013-08-20 11:00 | 2013 | 8 | 20 | 11 | 3 | 0 | #DIV/0!
2013-08-20 | 2013-08-20 12:00 | 2013 | 8 | 20 | 12 | 3 | 0 | #DIV/0!
2013-08-20 | 2013-08-20 13:00 | 2013 | 8 | 20 | 13 | 3 | 0 | #DIV/0!
2013-08-20 | 2013-08-20 14:00 | 2013 | 8 | 20 | 14 | 3 | 0 | #DIV/0!
2013-08-20 | 2013-08-20 15:00 | 2013 | 8 | 20 | 15 | 3 | 0 | #DIV/0!
2013-08-20 | 2013-08-20 16:00 | 2013 | 8 | 20 | 16 | 3 | 0 | #DIV/0!
2013-08-20 | 2013-08-20 17:00 | 2013 | 8 | 20 | 17 | 3 | 0 | #DIV/0!
2013-08-20 | 2013-08-20 18:00 | 2013 | 8 | 20 | 18 | 3 | 0 | #DIV/0!
2013-08-20 | 2013-08-20 19:00 | 2013 | 8 | 20 | 19 | 3 | 0 | #DIV/0!
2013-08-20 | 2013-08-20 20:00 | 2013 | 8 | 20 | 20 | 3 | 0 | #DIV/0!
2013-08-20 | 2013-08-20 21:00 | 2013 | 8 | 20 | 21 | 3 | 0 | #DIV/0!
2013-08-20 | 2013-08-20 22:00 | 2013 | 8 | 20 | 22 | 3 | 0 | #DIV/0!
2013-08-20 | 2013-08-20 23:00 | 2013 | 8 | 20 | 23 | 3 | 0 | #DIV/0!
2013-08-21 | 2013-08-21 | 2013 | 8 | 21 | 24 | 4 | 0 | #DIV/0!
2013-08-21 | 2013-08-21 01:00 | 2013 | 8 | 21 | 1 | 4 | 0 | #DIV/0!
2013-08-21 | 2013-08-21 02:00 | 2013 | 8 | 21 | 2 | 4 | 0 | #DIV/0!
2013-08-21 | 2013-08-21 03:00 | 2013 | 8 | 21 | 3 | 4 | 0 | #DIV/0!
2013-08-21 | 2013-08-21 04:00 | 2013 | 8 | 21 | 4 | 4 | 0 | #DIV/0!
2013-08-21 | 2013-08-21 05:00 | 2013 | 8 | 21 | 5 | 4 | 0 | #DIV/0!
2013-08-21 | 2013-08-21 06:00 | 2013 | 8 | 21 | 6 | 4 | 0 | #DIV/0!
2013-08-21 | 2013-08-21 07:00 | 2013 | 8 | 21 | 7 | 4 | 0 | #DIV/0!
2013-08-21 | 2013-08-21 08:00 | 2013 | 8 | 21 | 8 | 4 | 0 | #DIV/0!
2013-08-21 | 2013-08-21 09:00 | 2013 | 8 | 21 | 9 | 4 | 0 | #DIV/0!
2013-08-21 | 2013-08-21 10:00 | 2013 | 8 | 21 | 10 | 4 | 0 | #DIV/0!
2013-08-21 | 2013-08-21 11:00 | 2013 | 8 | 21 | 11 | 4 | 0 | #DIV/0!
2013-08-21 | 2013-08-21 12:00 | 2013 | 8 | 21 | 12 | 4 | 0 | #DIV/0!
2013-08-21 | 2013-08-21 13:00 | 2013 | 8 | 21 | 13 | 4 | 0 | #DIV/0!
2013-08-21 | 2013-08-21 14:00 | 2013 | 8 | 21 | 14 | 4 | 0 | #DIV/0!
2013-08-21 | 2013-08-21 15:00 | 2013 | 8 | 21 | 15 | 4 | 0 | #DIV/0!
2013-08-21 | 2013-08-21 16:00 | 2013 | 8 | 21 | 16 | 4 | 0 | #DIV/0!
2013-08-21 | 2013-08-21 17:00 | 2013 | 8 | 21 | 17 | 4 | 0 | #DIV/0!
2013-08-21 | 2013-08-21 18:00 | 2013 | 8 | 21 | 18 | 4 | 0 | #DIV/0!
2013-08-21 | 2013-08-21 19:00 | 2013 | 8 | 21 | 19 | 4 | 0 | #DIV/0!
2013-08-21 | 2013-08-21 20:00 | 2013 | 8 | 21 | 20 | 4 | 0 | #DIV/0!
2013-08-21 | 2013-08-21 21:00 | 2013 | 8 | 21 | 21 | 4 | 0 | #DIV/0!
2013-08-21 | 2013-08-21 22:00 | 2013 | 8 | 21 | 22 | 4 | 0 | #DIV/0!
2013-08-21 | 2013-08-21 23:00 | 2013 | 8 | 21 | 23 | 4 | 0 | #DIV/0!
2013-08-22 | 2013-08-22 | 2013 | 8 | 22 | 24 | 5 | 0 | #DIV/0!
2013-08-22 | 2013-08-22 01:00 | 2013 | 8 | 22 | 1 | 5 | 0 | #DIV/0!
2013-08-22 | 2013-08-22 02:00 | 2013 | 8 | 22 | 2 | 5 | 0 | #DIV/0!
2013-08-22 | 2013-08-22 03:00 | 2013 | 8 | 22 | 3 | 5 | 0 | #DIV/0!
2013-08-22 | 2013-08-22 04:00 | 2013 | 8 | 22 | 4 | 5 | 0 | #DIV/0!
2013-08-22 | 2013-08-22 05:00 | 2013 | 8 | 22 | 5 | 5 | 0 | #DIV/0!
2013-08-22 | 2013-08-22 06:00 | 2013 | 8 | 22 | 6 | 5 | 0 | #DIV/0!
2013-08-22 | 2013-08-22 07:00 | 2013 | 8 | 22 | 7 | 5 | 0 | #DIV/0!
2013-08-22 | 2013-08-22 08:00 | 2013 | 8 | 22 | 8 | 5 | 0 | #DIV/0!
2013-08-22 | 2013-08-22 09:00 | 2013 | 8 | 22 | 9 | 5 | 0 | #DIV/0!
2013-08-22 | 2013-08-22 10:00 | 2013 | 8 | 22 | 10 | 5 | 0 | #DIV/0!
2013-08-22 | 2013-08-22 11:00 | 2013 | 8 | 22 | 11 | 5 | 0 | #DIV/0!
2013-08-22 | 2013-08-22 12:00 | 2013 | 8 | 22 | 12 | 5 | 0 | #DIV/0!
2013-08-22 | 2013-08-22 13:00 | 2013 | 8 | 22 | 13 | 5 | 0 | #DIV/0!
2013-08-22 | 2013-08-22 14:00 | 2013 | 8 | 22 | 14 | 5 | 0 | #DIV/0!
2013-08-22 | 2013-08-22 15:00 | 2013 | 8 | 22 | 15 | 5 | 0 | #DIV/0!
2013-08-22 | 2013-08-22 16:00 | 2013 | 8 | 22 | 16 | 5 | 0 | #DIV/0!
2013-08-22 | 2013-08-22 17:00 | 2013 | 8 | 22 | 17 | 5 | 0 | #DIV/0!
2013-08-22 | 2013-08-22 18:00 | 2013 | 8 | 22 | 18 | 5 | 0 | #DIV/0!
2013-08-22 | 2013-08-22 19:00 | 2013 | 8 | 22 | 19 | 5 | 0 | #DIV/0!
2013-08-22 | 2013-08-22 20:00 | 2013 | 8 | 22 | 20 | 5 | 0 | #DIV/0!
2013-08-22 | 2013-08-22 21:00 | 2013 | 8 | 22 | 21 | 5 | 0 | #DIV/0!
2013-08-22 | 2013-08-22 22:00 | 2013 | 8 | 22 | 22 | 5 | 0 | #DIV/0!
2013-08-22 | 2013-08-22 23:00 | 2013 | 8 | 22 | 23 | 5 | 0 | #DIV/0!
2013-08-23 | 2013-08-23 | 2013 | 8 | 23 | 24 | 6 | 0 | #DIV/0!
2013-08-23 | 2013-08-23 01:00 | 2013 | 8 | 23 | 1 | 6 | 0 | #DIV/0!
2013-08-23 | 2013-08-23 02:00 | 2013 | 8 | 23 | 2 | 6 | 0 | #DIV/0!
2013-08-23 | 2013-08-23 03:00 | 2013 | 8 | 23 | 3 | 6 | 0 | #DIV/0!
2013-08-23 | 2013-08-23 04:00 | 2013 | 8 | 23 | 4 | 6 | 0 | #DIV/0!
2013-08-23 | 2013-08-23 05:00 | 2013 | 8 | 23 | 5 | 6 | 0 | #DIV/0!
2013-08-23 | 2013-08-23 06:00 | 2013 | 8 | 23 | 6 | 6 | 0 | #DIV/0!
2013-08-23 | 2013-08-23 07:00 | 2013 | 8 | 23 | 7 | 6 | 0 | #DIV/0!
2013-08-23 | 2013-08-23 08:00 | 2013 | 8 | 23 | 8 | 6 | 0 | #DIV/0!
2013-08-23 | 2013-08-23 09:00 | 2013 | 8 | 23 | 9 | 6 | 0 | #DIV/0!
2013-08-23 | 2013-08-23 10:00 | 2013 | 8 | 23 | 10 | 6 | 0 | #DIV/0!
2013-08-23 | 2013-08-23 11:00 | 2013 | 8 | 23 | 11 | 6 | 0 | #DIV/0!
2013-08-23 | 2013-08-23 12:00 | 2013 | 8 | 23 | 12 | 6 | 0 | #DIV/0!
2013-08-23 | 2013-08-23 13:00 | 2013 | 8 | 23 | 13 | 6 | 0 | #DIV/0!
2013-08-23 | 2013-08-23 14:00 | 2013 | 8 | 23 | 14 | 6 | 0 | #DIV/0!
2013-08-23 | 2013-08-23 15:00 | 2013 | 8 | 23 | 15 | 6 | 0 | #DIV/0!
2013-08-23 | 2013-08-23 16:00 | 2013 | 8 | 23 | 16 | 6 | 0 | #DIV/0!
2013-08-23 | 2013-08-23 17:00 | 2013 | 8 | 23 | 17 | 6 | 0 | #DIV/0!
2013-08-23 | 2013-08-23 18:00 | 2013 | 8 | 23 | 18 | 6 | 0 | #DIV/0!
2013-08-23 | 2013-08-23 19:00 | 2013 | 8 | 23 | 19 | 6 | 0 | #DIV/0!
2013-08-23 | 2013-08-23 20:00 | 2013 | 8 | 23 | 20 | 6 | 0 | #DIV/0!
2013-08-23 | 2013-08-23 21:00 | 2013 | 8 | 23 | 21 | 6 | 0 | #DIV/0!
2013-08-23 | 2013-08-23 22:00 | 2013 | 8 | 23 | 22 | 6 | 0 | #DIV/0!
2013-08-23 | 2013-08-23 23:00 | 2013 | 8 | 23 | 23 | 6 | 0 | #DIV/0!
2013-08-24 | 2013-08-24 | 2013 | 8 | 24 | 24 | 7 | 0 | #DIV/0!
2013-08-24 | 2013-08-24 01:00 | 2013 | 8 | 24 | 1 | 7 | 0 | #DIV/0!
2013-08-24 | 2013-08-24 02:00 | 2013 | 8 | 24 | 2 | 7 | 0 | #DIV/0!
2013-08-24 | 2013-08-24 03:00 | 2013 | 8 | 24 | 3 | 7 | 0 | #DIV/0!
2013-08-24 | 2013-08-24 04:00 | 2013 | 8 | 24 | 4 | 7 | 0 | #DIV/0!
2013-08-24 | 2013-08-24 05:00 | 2013 | 8 | 24 | 5 | 7 | 0 | #DIV/0!
2013-08-24 | 2013-08-24 06:00 | 2013 | 8 | 24 | 6 | 7 | 0 | #DIV/0!
2013-08-24 | 2013-08-24 07:00 | 2013 | 8 | 24 | 7 | 7 | 0 | #DIV/0!
2013-08-24 | 2013-08-24 08:00 | 2013 | 8 | 24 | 8 | 7 | 0 | #DIV/0!
2013-08-24 | 2013-08-24 09:00 | 2013 | 8 | 24 | 9 | 7 | 0 | #DIV/0!
2013-08-24 | 2013-08-24 10:00 | 2013 | 8 | 24 | 10 | 7 | 0 | #DIV/0!
2013-08-24 | 2013-08-24 11:00 | 2013 | 8 | 24 | 11 | 7 | 0 | #DIV/0!
2013-08-24 | 2013-08-24 12:00 | 2013 | 8 | 24 | 12 | 7 | 0 | #DIV/0!
2013-08-24 | 2013-08-24 13:00 | 2013 | 8 | 24 | 13 | 7 | 0 | #DIV/0!
2013-08-24 | 2013-08-24 14:00 | 2013 | 8 | 24 | 14 | 7 | 0 | #DIV/0!
2013-08-24 | 2013-08-24 15:00 | 2013 | 8 | 24 | 15 | 7 | 0 | #DIV/0!
2013-08-24 | 2013-08-24 16:00 | 2013 | 8 | 24 | 16 | 7 | 0 | #DIV/0!
2013-08-24 | 2013-08-24 17:00 | 2013 | 8 | 24 | 17 | 7 | 0 | #DIV/0!
2013-08-24 | 2013-08-24 18:00 | 2013 | 8 | 24 | 18 | 7 | 0 | #DIV/0!
2013-08-24 | 2013-08-24 19:00 | 2013 | 8 | 24 | 19 | 7 | 0 | #DIV/0!
2013-08-24 | 2013-08-24 20:00 | 2013 | 8 | 24 | 20 | 7 | 0 | #DIV/0!
2013-08-24 | 2013-08-24 21:00 | 2013 | 8 | 24 | 21 | 7 | 0 | #DIV/0!
2013-08-24 | 2013-08-24 22:00 | 2013 | 8 | 24 | 22 | 7 | 0 | #DIV/0!
2013-08-24 | 2013-08-24 23:00 | 2013 | 8 | 24 | 23 | 7 | 0 | #DIV/0!
2013-08-25 | 2013-08-25 | 2013 | 8 | 25 | 24 | 1 | 0 | #DIV/0!
2013-08-25 | 2013-08-25 01:00 | 2013 | 8 | 25 | 1 | 1 | 0 | #DIV/0!
2013-08-25 | 2013-08-25 02:00 | 2013 | 8 | 25 | 2 | 1 | 0 | #DIV/0!
2013-08-25 | 2013-08-25 03:00 | 2013 | 8 | 25 | 3 | 1 | 0 | #DIV/0!
2013-08-25 | 2013-08-25 04:00 | 2013 | 8 | 25 | 4 | 1 | 0 | #DIV/0!
2013-08-25 | 2013-08-25 05:00 | 2013 | 8 | 25 | 5 | 1 | 0 | #DIV/0!
2013-08-25 | 2013-08-25 06:00 | 2013 | 8 | 25 | 6 | 1 | 0 | #DIV/0!
2013-08-25 | 2013-08-25 07:00 | 2013 | 8 | 25 | 7 | 1 | 0 | #DIV/0!
2013-08-25 | 2013-08-25 08:00 | 2013 | 8 | 25 | 8 | 1 | 0 | #DIV/0!
2013-08-25 | 2013-08-25 09:00 | 2013 | 8 | 25 | 9 | 1 | 0 | #DIV/0!
2013-08-25 | 2013-08-25 10:00 | 2013 | 8 | 25 | 10 | 1 | 0 | #DIV/0!
2013-08-25 | 2013-08-25 11:00 | 2013 | 8 | 25 | 11 | 1 | 0 | #DIV/0!
2013-08-25 | 2013-08-25 12:00 | 2013 | 8 | 25 | 12 | 1 | 0 | #DIV/0!
2013-08-25 | 2013-08-25 13:00 | 2013 | 8 | 25 | 13 | 1 | 0 | #DIV/0!
2013-08-25 | 2013-08-25 14:00 | 2013 | 8 | 25 | 14 | 1 | 0 | #DIV/0!
2013-08-25 | 2013-08-25 15:00 | 2013 | 8 | 25 | 15 | 1 | 0 | #DIV/0!
2013-08-25 | 2013-08-25 16:00 | 2013 | 8 | 25 | 16 | 1 | 0 | #DIV/0!
2013-08-25 | 2013-08-25 17:00 | 2013 | 8 | 25 | 17 | 1 | 0 | #DIV/0!
2013-08-25 | 2013-08-25 18:00 | 2013 | 8 | 25 | 18 | 1 | 0 | #DIV/0!
2013-08-25 | 2013-08-25 19:00 | 2013 | 8 | 25 | 19 | 1 | 0 | #DIV/0!
2013-08-25 | 2013-08-25 20:00 | 2013 | 8 | 25 | 20 | 1 | 0 | #DIV/0!
2013-08-25 | 2013-08-25 21:00 | 2013 | 8 | 25 | 21 | 1 | 0 | #DIV/0!
2013-08-25 | 2013-08-25 22:00 | 2013 | 8 | 25 | 22 | 1 | 0 | #DIV/0!
2013-08-25 | 2013-08-25 23:00 | 2013 | 8 | 25 | 23 | 1 | 0 | #DIV/0!
2013-08-26 | 2013-08-26 | 2013 | 8 | 26 | 24 | 2 | 0 | #DIV/0!
2013-08-26 | 2013-08-26 01:00 | 2013 | 8 | 26 | 1 | 2 | 0 | #DIV/0!
2013-08-26 | 2013-08-26 02:00 | 2013 | 8 | 26 | 2 | 2 | 0 | #DIV/0!
2013-08-26 | 2013-08-26 03:00 | 2013 | 8 | 26 | 3 | 2 | 0 | #DIV/0!
2013-08-26 | 2013-08-26 04:00 | 2013 | 8 | 26 | 4 | 2 | 0 | #DIV/0!
2013-08-26 | 2013-08-26 05:00 | 2013 | 8 | 26 | 5 | 2 | 0 | #DIV/0!
2013-08-26 | 2013-08-26 06:00 | 2013 | 8 | 26 | 6 | 2 | 0 | #DIV/0!
2013-08-26 | 2013-08-26 07:00 | 2013 | 8 | 26 | 7 | 2 | 0 | #DIV/0!
2013-08-26 | 2013-08-26 08:00 | 2013 | 8 | 26 | 8 | 2 | 0 | #DIV/0!
2013-08-26 | 2013-08-26 09:00 | 2013 | 8 | 26 | 9 | 2 | 0 | #DIV/0!
2013-08-26 | 2013-08-26 10:00 | 2013 | 8 | 26 | 10 | 2 | 0 | #DIV/0!
2013-08-26 | 2013-08-26 11:00 | 2013 | 8 | 26 | 11 | 2 | 0 | #DIV/0!
2013-08-26 | 2013-08-26 12:00 | 2013 | 8 | 26 | 12 | 2 | 0 | #DIV/0!
2013-08-26 | 2013-08-26 13:00 | 2013 | 8 | 26 | 13 | 2 | 0 | #DIV/0!
2013-08-26 | 2013-08-26 14:00 | 2013 | 8 | 26 | 14 | 2 | 0 | #DIV/0!
2013-08-26 | 2013-08-26 15:00 | 2013 | 8 | 26 | 15 | 2 | 0 | #DIV/0!
2013-08-26 | 2013-08-26 16:00 | 2013 | 8 | 26 | 16 | 2 | 0 | #DIV/0!
2013-08-26 | 2013-08-26 17:00 | 2013 | 8 | 26 | 17 | 2 | 0 | #DIV/0!
2013-08-26 | 2013-08-26 18:00 | 2013 | 8 | 26 | 18 | 2 | 0 | #DIV/0!
2013-08-26 | 2013-08-26 19:00 | 2013 | 8 | 26 | 19 | 2 | 0 | #DIV/0!
2013-08-26 | 2013-08-26 20:00 | 2013 | 8 | 26 | 20 | 2 | 0 | #DIV/0!
2013-08-26 | 2013-08-26 21:00 | 2013 | 8 | 26 | 21 | 2 | 0 | #DIV/0!
2013-08-26 | 2013-08-26 22:00 | 2013 | 8 | 26 | 22 | 2 | 0 | #DIV/0!
2013-08-26 | 2013-08-26 23:00 | 2013 | 8 | 26 | 23 | 2 | 0 | #DIV/0!
2013-08-27 | 2013-08-27 | 2013 | 8 | 27 | 24 | 3 | 0 | #DIV/0!
2013-08-27 | 2013-08-27 01:00 | 2013 | 8 | 27 | 1 | 3 | 0 | #DIV/0!
2013-08-27 | 2013-08-27 02:00 | 2013 | 8 | 27 | 2 | 3 | 0 | #DIV/0!
2013-08-27 | 2013-08-27 03:00 | 2013 | 8 | 27 | 3 | 3 | 0 | #DIV/0!
2013-08-27 | 2013-08-27 04:00 | 2013 | 8 | 27 | 4 | 3 | 0 | #DIV/0!
2013-08-27 | 2013-08-27 05:00 | 2013 | 8 | 27 | 5 | 3 | 0 | #DIV/0!
2013-08-27 | 2013-08-27 06:00 | 2013 | 8 | 27 | 6 | 3 | 0 | #DIV/0!
2013-08-27 | 2013-08-27 07:00 | 2013 | 8 | 27 | 7 | 3 | 0 | #DIV/0!
2013-08-27 | 2013-08-27 08:00 | 2013 | 8 | 27 | 8 | 3 | 0 | #DIV/0!
2013-08-27 | 2013-08-27 09:00 | 2013 | 8 | 27 | 9 | 3 | 0 | #DIV/0!
2013-08-27 | 2013-08-27 10:00 | 2013 | 8 | 27 | 10 | 3 | 0 | #DIV/0!
2013-08-27 | 2013-08-27 11:00 | 2013 | 8 | 27 | 11 | 3 | 0 | #DIV/0!
2013-08-27 | 2013-08-27 12:00 | 2013 | 8 | 27 | 12 | 3 | 0 | #DIV/0!
2013-08-27 | 2013-08-27 13:00 | 2013 | 8 | 27 | 13 | 3 | 0 | #DIV/0!
2013-08-27 | 2013-08-27 14:00 | 2013 | 8 | 27 | 14 | 3 | 0 | #DIV/0!
2013-08-27 | 2013-08-27 15:00 | 2013 | 8 | 27 | 15 | 3 | 0 | #DIV/0!
2013-08-27 | 2013-08-27 16:00 | 2013 | 8 | 27 | 16 | 3 | 0 | #DIV/0!
2013-08-27 | 2013-08-27 17:00 | 2013 | 8 | 27 | 17 | 3 | 0 | #DIV/0!
2013-08-27 | 2013-08-27 18:00 | 2013 | 8 | 27 | 18 | 3 | 0 | #DIV/0!
2013-08-27 | 2013-08-27 19:00 | 2013 | 8 | 27 | 19 | 3 | 0 | #DIV/0!
2013-08-27 | 2013-08-27 20:00 | 2013 | 8 | 27 | 20 | 3 | 0 | #DIV/0!
2013-08-27 | 2013-08-27 21:00 | 2013 | 8 | 27 | 21 | 3 | 0 | #DIV/0!
2013-08-27 | 2013-08-27 22:00 | 2013 | 8 | 27 | 22 | 3 | 0 | #DIV/0!
2013-08-27 | 2013-08-27 23:00 | 2013 | 8 | 27 | 23 | 3 | 0 | #DIV/0!
2013-08-28 | 2013-08-28 | 2013 | 8 | 28 | 24 | 4 | 0 | #DIV/0!
2013-08-28 | 2013-08-28 01:00 | 2013 | 8 | 28 | 1 | 4 | 0 | #DIV/0!
2013-08-28 | 2013-08-28 02:00 | 2013 | 8 | 28 | 2 | 4 | 0 | #DIV/0!
2013-08-28 | 2013-08-28 03:00 | 2013 | 8 | 28 | 3 | 4 | 0 | #DIV/0!
2013-08-28 | 2013-08-28 04:00 | 2013 | 8 | 28 | 4 | 4 | 0 | #DIV/0!
2013-08-28 | 2013-08-28 05:00 | 2013 | 8 | 28 | 5 | 4 | 0 | #DIV/0!
2013-08-28 | 2013-08-28 06:00 | 2013 | 8 | 28 | 6 | 4 | 0 | #DIV/0!
2013-08-28 | 2013-08-28 07:00 | 2013 | 8 | 28 | 7 | 4 | 0 | #DIV/0!
2013-08-28 | 2013-08-28 08:00 | 2013 | 8 | 28 | 8 | 4 | 0 | #DIV/0!
2013-08-28 | 2013-08-28 09:00 | 2013 | 8 | 28 | 9 | 4 | 0 | #DIV/0!
2013-08-28 | 2013-08-28 10:00 | 2013 | 8 | 28 | 10 | 4 | 0 | #DIV/0!
2013-08-28 | 2013-08-28 11:00 | 2013 | 8 | 28 | 11 | 4 | 0 | #DIV/0!
2013-08-28 | 2013-08-28 12:00 | 2013 | 8 | 28 | 12 | 4 | 0 | #DIV/0!
2013-08-28 | 2013-08-28 13:00 | 2013 | 8 | 28 | 13 | 4 | 0 | #DIV/0!
2013-08-28 | 2013-08-28 14:00 | 2013 | 8 | 28 | 14 | 4 | 0 | #DIV/0!
2013-08-28 | 2013-08-28 15:00 | 2013 | 8 | 28 | 15 | 4 | 0 | #DIV/0!
2013-08-28 | 2013-08-28 16:00 | 2013 | 8 | 28 | 16 | 4 | 0 | #DIV/0!
2013-08-28 | 2013-08-28 17:00 | 2013 | 8 | 28 | 17 | 4 | 0 | #DIV/0!
2013-08-28 | 2013-08-28 18:00 | 2013 | 8 | 28 | 18 | 4 | 0 | #DIV/0!
2013-08-28 | 2013-08-28 19:00 | 2013 | 8 | 28 | 19 | 4 | 0 | #DIV/0!
2013-08-28 | 2013-08-28 20:00 | 2013 | 8 | 28 | 20 | 4 | 0 | #DIV/0!
2013-08-28 | 2013-08-28 21:00 | 2013 | 8 | 28 | 21 | 4 | 0 | #DIV/0!
2013-08-28 | 2013-08-28 22:00 | 2013 | 8 | 28 | 22 | 4 | 0 | #DIV/0!
2013-08-28 | 2013-08-28 23:00 | 2013 | 8 | 28 | 23 | 4 | 0 | #DIV/0!
2013-08-29 | 2013-08-29 | 2013 | 8 | 29 | 24 | 5 | 0 | #DIV/0!
2013-08-29 | 2013-08-29 01:00 | 2013 | 8 | 29 | 1 | 5 | 0 | #DIV/0!
2013-08-29 | 2013-08-29 02:00 | 2013 | 8 | 29 | 2 | 5 | 0 | #DIV/0!
2013-08-29 | 2013-08-29 03:00 | 2013 | 8 | 29 | 3 | 5 | 0 | #DIV/0!
2013-08-29 | 2013-08-29 04:00 | 2013 | 8 | 29 | 4 | 5 | 0 | #DIV/0!
2013-08-29 | 2013-08-29 05:00 | 2013 | 8 | 29 | 5 | 5 | 0 | #DIV/0!
2013-08-29 | 2013-08-29 06:00 | 2013 | 8 | 29 | 6 | 5 | 0 | #DIV/0!
2013-08-29 | 2013-08-29 07:00 | 2013 | 8 | 29 | 7 | 5 | 0 | #DIV/0!
2013-08-29 | 2013-08-29 08:00 | 2013 | 8 | 29 | 8 | 5 | 0 | #DIV/0!
2013-08-29 | 2013-08-29 09:00 | 2013 | 8 | 29 | 9 | 5 | 0 | #DIV/0!
2013-08-29 | 2013-08-29 10:00 | 2013 | 8 | 29 | 10 | 5 | 0 | #DIV/0!
2013-08-29 | 2013-08-29 11:00 | 2013 | 8 | 29 | 11 | 5 | 0 | #DIV/0!
2013-08-29 | 2013-08-29 12:00 | 2013 | 8 | 29 | 12 | 5 | 0 | #DIV/0!
2013-08-29 | 2013-08-29 13:00 | 2013 | 8 | 29 | 13 | 5 | 0 | #DIV/0!
2013-08-29 | 2013-08-29 14:00 | 2013 | 8 | 29 | 14 | 5 | 0 | #DIV/0!
2013-08-29 | 2013-08-29 15:00 | 2013 | 8 | 29 | 15 | 5 | 0 | #DIV/0!
2013-08-29 | 2013-08-29 16:00 | 2013 | 8 | 29 | 16 | 5 | 0 | #DIV/0!
2013-08-29 | 2013-08-29 17:00 | 2013 | 8 | 29 | 17 | 5 | 0 | #DIV/0!
2013-08-29 | 2013-08-29 18:00 | 2013 | 8 | 29 | 18 | 5 | 0 | #DIV/0!
2013-08-29 | 2013-08-29 19:00 | 2013 | 8 | 29 | 19 | 5 | 0 | #DIV/0!
2013-08-29 | 2013-08-29 20:00 | 2013 | 8 | 29 | 20 | 5 | 0 | #DIV/0!
2013-08-29 | 2013-08-29 21:00 | 2013 | 8 | 29 | 21 | 5 | 0 | #DIV/0!
2013-08-29 | 2013-08-29 22:00 | 2013 | 8 | 29 | 22 | 5 | 0 | #DIV/0!
2013-08-29 | 2013-08-29 23:00 | 2013 | 8 | 29 | 23 | 5 | 0 | #DIV/0!
2013-08-30 | 2013-08-30 | 2013 | 8 | 30 | 24 | 6 | 0 | #DIV/0!
2013-08-30 | 2013-08-30 01:00 | 2013 | 8 | 30 | 1 | 6 | 0 | #DIV/0!
2013-08-30 | 2013-08-30 02:00 | 2013 | 8 | 30 | 2 | 6 | 0 | #DIV/0!
2013-08-30 | 2013-08-30 03:00 | 2013 | 8 | 30 | 3 | 6 | 0 | #DIV/0!
2013-08-30 | 2013-08-30 04:00 | 2013 | 8 | 30 | 4 | 6 | 0 | #DIV/0!
2013-08-30 | 2013-08-30 05:00 | 2013 | 8 | 30 | 5 | 6 | 0 | #DIV/0!
2013-08-30 | 2013-08-30 06:00 | 2013 | 8 | 30 | 6 | 6 | 0 | #DIV/0!
2013-08-30 | 2013-08-30 07:00 | 2013 | 8 | 30 | 7 | 6 | 0 | #DIV/0!
2013-08-30 | 2013-08-30 08:00 | 2013 | 8 | 30 | 8 | 6 | 0 | #DIV/0!
2013-08-30 | 2013-08-30 09:00 | 2013 | 8 | 30 | 9 | 6 | 0 | #DIV/0!
2013-08-30 | 2013-08-30 10:00 | 2013 | 8 | 30 | 10 | 6 | 0 | #DIV/0!
2013-08-30 | 2013-08-30 11:00 | 2013 | 8 | 30 | 11 | 6 | 0 | #DIV/0!
2013-08-30 | 2013-08-30 12:00 | 2013 | 8 | 30 | 12 | 6 | 0 | #DIV/0!
2013-08-30 | 2013-08-30 13:00 | 2013 | 8 | 30 | 13 | 6 | 0 | #DIV/0!
2013-08-30 | 2013-08-30 14:00 | 2013 | 8 | 30 | 14 | 6 | 0 | #DIV/0!
2013-08-30 | 2013-08-30 15:00 | 2013 | 8 | 30 | 15 | 6 | 0 | #DIV/0!
2013-08-30 | 2013-08-30 16:00 | 2013 | 8 | 30 | 16 | 6 | 0 | #DIV/0!
2013-08-30 | 2013-08-30 17:00 | 2013 | 8 | 30 | 17 | 6 | 0 | #DIV/0!
2013-08-30 | 2013-08-30 18:00 | 2013 | 8 | 30 | 18 | 6 | 0 | #DIV/0!
2013-08-30 | 2013-08-30 19:00 | 2013 | 8 | 30 | 19 | 6 | 0 | #DIV/0!
2013-08-30 | 2013-08-30 20:00 | 2013 | 8 | 30 | 20 | 6 | 0 | #DIV/0!
2013-08-30 | 2013-08-30 21:00 | 2013 | 8 | 30 | 21 | 6 | 0 | #DIV/0!
2013-08-30 | 2013-08-30 22:00 | 2013 | 8 | 30 | 22 | 6 | 0 | #DIV/0!
2013-08-30 | 2013-08-30 23:00 | 2013 | 8 | 30 | 23 | 6 | 0 | #DIV/0!
2013-08-31 | 2013-08-31 | 2013 | 8 | 31 | 24 | 7 | 0 | #DIV/0!
2013-08-31 | 2013-08-31 01:00 | 2013 | 8 | 31 | 1 | 7 | 0 | #DIV/0!
2013-08-31 | 2013-08-31 02:00 | 2013 | 8 | 31 | 2 | 7 | 0 | #DIV/0!
2013-08-31 | 2013-08-31 03:00 | 2013 | 8 | 31 | 3 | 7 | 0 | #DIV/0!
2013-08-31 | 2013-08-31 04:00 | 2013 | 8 | 31 | 4 | 7 | 0 | #DIV/0!
2013-08-31 | 2013-08-31 05:00 | 2013 | 8 | 31 | 5 | 7 | 0 | #DIV/0!
2013-08-31 | 2013-08-31 06:00 | 2013 | 8 | 31 | 6 | 7 | 0 | #DIV/0!
2013-08-31 | 2013-08-31 07:00 | 2013 | 8 | 31 | 7 | 7 | 0 | #DIV/0!
2013-08-31 | 2013-08-31 08:00 | 2013 | 8 | 31 | 8 | 7 | 0 | #DIV/0!
2013-08-31 | 2013-08-31 09:00 | 2013 | 8 | 31 | 9 | 7 | 0 | #DIV/0!
2013-08-31 | 2013-08-31 10:00 | 2013 | 8 | 31 | 10 | 7 | 0 | #DIV/0!
2013-08-31 | 2013-08-31 11:00 | 2013 | 8 | 31 | 11 | 7 | 0 | #DIV/0!
2013-08-31 | 2013-08-31 12:00 | 2013 | 8 | 31 | 12 | 7 | 0 | #DIV/0!
2013-08-31 | 2013-08-31 13:00 | 2013 | 8 | 31 | 13 | 7 | 0 | #DIV/0!
2013-08-31 | 2013-08-31 14:00 | 2013 | 8 | 31 | 14 | 7 | 0 | #DIV/0!
2013-08-31 | 2013-08-31 15:00 | 2013 | 8 | 31 | 15 | 7 | 0 | #DIV/0!
2013-08-31 | 2013-08-31 16:00 | 2013 | 8 | 31 | 16 | 7 | 0 | #DIV/0!
2013-08-31 | 2013-08-31 17:00 | 2013 | 8 | 31 | 17 | 7 | 0 | #DIV/0!
2013-08-31 | 2013-08-31 18:00 | 2013 | 8 | 31 | 18 | 7 | 0 | #DIV/0!
2013-08-31 | 2013-08-31 19:00 | 2013 | 8 | 31 | 19 | 7 | 0 | #DIV/0!
2013-08-31 | 2013-08-31 20:00 | 2013 | 8 | 31 | 20 | 7 | 0 | #DIV/0!
2013-08-31 | 2013-08-31 21:00 | 2013 | 8 | 31 | 21 | 7 | 0 | #DIV/0!
2013-08-31 | 2013-08-31 22:00 | 2013 | 8 | 31 | 22 | 7 | 0 | #DIV/0!
2013-08-31 | 2013-08-31 23:00 | 2013 | 8 | 31 | 23 | 7 | 0 | #DIV/0!
2013-09-01 | 2013-09-01 | 2013 | 9 | 1 | 24 | 1 | 0 | #DIV/0!
2013-09-01 | 2013-09-01 01:00 | 2013 | 9 | 1 | 1 | 1 | 0 | #DIV/0!
2013-09-01 | 2013-09-01 02:00 | 2013 | 9 | 1 | 2 | 1 | 0 | #DIV/0!
2013-09-01 | 2013-09-01 03:00 | 2013 | 9 | 1 | 3 | 1 | 0 | #DIV/0!
2013-09-01 | 2013-09-01 04:00 | 2013 | 9 | 1 | 4 | 1 | 0 | #DIV/0!
2013-09-01 | 2013-09-01 05:00 | 2013 | 9 | 1 | 5 | 1 | 0 | #DIV/0!
2013-09-01 | 2013-09-01 06:00 | 2013 | 9 | 1 | 6 | 1 | 0 | #DIV/0!
2013-09-01 | 2013-09-01 07:00 | 2013 | 9 | 1 | 7 | 1 | 0 | #DIV/0!
2013-09-01 | 2013-09-01 08:00 | 2013 | 9 | 1 | 8 | 1 | 0 | #DIV/0!
2013-09-01 | 2013-09-01 09:00 | 2013 | 9 | 1 | 9 | 1 | 0 | #DIV/0!
2013-09-01 | 2013-09-01 10:00 | 2013 | 9 | 1 | 10 | 1 | 0 | #DIV/0!
2013-09-01 | 2013-09-01 11:00 | 2013 | 9 | 1 | 11 | 1 | 0 | #DIV/0!
2013-09-01 | 2013-09-01 12:00 | 2013 | 9 | 1 | 12 | 1 | 0 | #DIV/0!
2013-09-01 | 2013-09-01 13:00 | 2013 | 9 | 1 | 13 | 1 | 0 | #DIV/0!
2013-09-01 | 2013-09-01 14:00 | 2013 | 9 | 1 | 14 | 1 | 0 | #DIV/0!
2013-09-01 | 2013-09-01 15:00 | 2013 | 9 | 1 | 15 | 1 | 0 | #DIV/0!
2013-09-01 | 2013-09-01 16:00 | 2013 | 9 | 1 | 16 | 1 | 0 | #DIV/0!
2013-09-01 | 2013-09-01 17:00 | 2013 | 9 | 1 | 17 | 1 | 0 | #DIV/0!
2013-09-01 | 2013-09-01 18:00 | 2013 | 9 | 1 | 18 | 1 | 0 | #DIV/0!
2013-09-01 | 2013-09-01 19:00 | 2013 | 9 | 1 | 19 | 1 | 0 | #DIV/0!
2013-09-01 | 2013-09-01 20:00 | 2013 | 9 | 1 | 20 | 1 | 0 | #DIV/0!
2013-09-01 | 2013-09-01 21:00 | 2013 | 9 | 1 | 21 | 1 | 0 | #DIV/0!
2013-09-01 | 2013-09-01 22:00 | 2013 | 9 | 1 | 22 | 1 | 0 | #DIV/0!
2013-09-01 | 2013-09-01 23:00 | 2013 | 9 | 1 | 23 | 1 | 0 | #DIV/0!
2013-09-02 | 2013-09-02 | 2013 | 9 | 2 | 24 | 2 | 0 | #DIV/0!
2013-09-02 | 2013-09-02 01:00 | 2013 | 9 | 2 | 1 | 2 | 0 | #DIV/0!
2013-09-02 | 2013-09-02 02:00 | 2013 | 9 | 2 | 2 | 2 | 0 | #DIV/0!
2013-09-02 | 2013-09-02 03:00 | 2013 | 9 | 2 | 3 | 2 | 0 | #DIV/0!
2013-09-02 | 2013-09-02 04:00 | 2013 | 9 | 2 | 4 | 2 | 0 | #DIV/0!
2013-09-02 | 2013-09-02 05:00 | 2013 | 9 | 2 | 5 | 2 | 0 | #DIV/0!
2013-09-02 | 2013-09-02 06:00 | 2013 | 9 | 2 | 6 | 2 | 0 | #DIV/0!
2013-09-02 | 2013-09-02 07:00 | 2013 | 9 | 2 | 7 | 2 | 0 | #DIV/0!
2013-09-02 | 2013-09-02 08:00 | 2013 | 9 | 2 | 8 | 2 | 0 | #DIV/0!
2013-09-02 | 2013-09-02 09:00 | 2013 | 9 | 2 | 9 | 2 | 0 | #DIV/0!
2013-09-02 | 2013-09-02 10:00 | 2013 | 9 | 2 | 10 | 2 | 0 | #DIV/0!
2013-09-02 | 2013-09-02 11:00 | 2013 | 9 | 2 | 11 | 2 | 0 | #DIV/0!
2013-09-02 | 2013-09-02 12:00 | 2013 | 9 | 2 | 12 | 2 | 0 | #DIV/0!
2013-09-02 | 2013-09-02 13:00 | 2013 | 9 | 2 | 13 | 2 | 0 | #DIV/0!
2013-09-02 | 2013-09-02 14:00 | 2013 | 9 | 2 | 14 | 2 | 0 | #DIV/0!
2013-09-02 | 2013-09-02 15:00 | 2013 | 9 | 2 | 15 | 2 | 0 | #DIV/0!
2013-09-02 | 2013-09-02 16:00 | 2013 | 9 | 2 | 16 | 2 | 0 | #DIV/0!
2013-09-02 | 2013-09-02 17:00 | 2013 | 9 | 2 | 17 | 2 | 0 | #DIV/0!
2013-09-02 | 2013-09-02 18:00 | 2013 | 9 | 2 | 18 | 2 | 0 | #DIV/0!
2013-09-02 | 2013-09-02 19:00 | 2013 | 9 | 2 | 19 | 2 | 0 | #DIV/0!
2013-09-02 | 2013-09-02 20:00 | 2013 | 9 | 2 | 20 | 2 | 0 | #DIV/0!
2013-09-02 | 2013-09-02 21:00 | 2013 | 9 | 2 | 21 | 2 | 0 | #DIV/0!
2013-09-02 | 2013-09-02 22:00 | 2013 | 9 | 2 | 22 | 2 | 0 | #DIV/0!
2013-09-02 | 2013-09-02 23:00 | 2013 | 9 | 2 | 23 | 2 | 0 | #DIV/0!
2013-09-03 | 2013-09-03 | 2013 | 9 | 3 | 24 | 3 | 0 | #DIV/0!
2013-09-03 | 2013-09-03 01:00 | 2013 | 9 | 3 | 1 | 3 | 0 | #DIV/0!
2013-09-03 | 2013-09-03 02:00 | 2013 | 9 | 3 | 2 | 3 | 0 | #DIV/0!
2013-09-03 | 2013-09-03 03:00 | 2013 | 9 | 3 | 3 | 3 | 0 | #DIV/0!
2013-09-03 | 2013-09-03 04:00 | 2013 | 9 | 3 | 4 | 3 | 0 | #DIV/0!
2013-09-03 | 2013-09-03 05:00 | 2013 | 9 | 3 | 5 | 3 | 0 | #DIV/0!
2013-09-03 | 2013-09-03 06:00 | 2013 | 9 | 3 | 6 | 3 | 0 | #DIV/0!
2013-09-03 | 2013-09-03 07:00 | 2013 | 9 | 3 | 7 | 3 | 0 | #DIV/0!
2013-09-03 | 2013-09-03 08:00 | 2013 | 9 | 3 | 8 | 3 | 0 | #DIV/0!
2013-09-03 | 2013-09-03 09:00 | 2013 | 9 | 3 | 9 | 3 | 0 | #DIV/0!
2013-09-03 | 2013-09-03 10:00 | 2013 | 9 | 3 | 10 | 3 | 0 | #DIV/0!
2013-09-03 | 2013-09-03 11:00 | 2013 | 9 | 3 | 11 | 3 | 0 | #DIV/0!
2013-09-03 | 2013-09-03 12:00 | 2013 | 9 | 3 | 12 | 3 | 0 | #DIV/0!
2013-09-03 | 2013-09-03 13:00 | 2013 | 9 | 3 | 13 | 3 | 0 | #DIV/0!
2013-09-03 | 2013-09-03 14:00 | 2013 | 9 | 3 | 14 | 3 | 0 | #DIV/0!
2013-09-03 | 2013-09-03 15:00 | 2013 | 9 | 3 | 15 | 3 | 0 | #DIV/0!
2013-09-03 | 2013-09-03 16:00 | 2013 | 9 | 3 | 16 | 3 | 0 | #DIV/0!
2013-09-03 | 2013-09-03 17:00 | 2013 | 9 | 3 | 17 | 3 | 0 | #DIV/0!
2013-09-03 | 2013-09-03 18:00 | 2013 | 9 | 3 | 18 | 3 | 0 | #DIV/0!
2013-09-03 | 2013-09-03 19:00 | 2013 | 9 | 3 | 19 | 3 | 0 | #DIV/0!
2013-09-03 | 2013-09-03 20:00 | 2013 | 9 | 3 | 20 | 3 | 0 | #DIV/0!
2013-09-03 | 2013-09-03 21:00 | 2013 | 9 | 3 | 21 | 3 | 0 | #DIV/0!
2013-09-03 | 2013-09-03 22:00 | 2013 | 9 | 3 | 22 | 3 | 0 | #DIV/0!
2013-09-03 | 2013-09-03 23:00 | 2013 | 9 | 3 | 23 | 3 | 0 | #DIV/0!
2013-09-04 | 2013-09-04 | 2013 | 9 | 4 | 24 | 4 | 0 | #DIV/0!
2013-09-04 | 2013-09-04 01:00 | 2013 | 9 | 4 | 1 | 4 | 0 | #DIV/0!
2013-09-04 | 2013-09-04 02:00 | 2013 | 9 | 4 | 2 | 4 | 0 | #DIV/0!
2013-09-04 | 2013-09-04 03:00 | 2013 | 9 | 4 | 3 | 4 | 0 | #DIV/0!
2013-09-04 | 2013-09-04 04:00 | 2013 | 9 | 4 | 4 | 4 | 0 | #DIV/0!
2013-09-04 | 2013-09-04 05:00 | 2013 | 9 | 4 | 5 | 4 | 0 | #DIV/0!
2013-09-04 | 2013-09-04 06:00 | 2013 | 9 | 4 | 6 | 4 | 0 | #DIV/0!
2013-09-04 | 2013-09-04 07:00 | 2013 | 9 | 4 | 7 | 4 | 0 | #DIV/0!
2013-09-04 | 2013-09-04 08:00 | 2013 | 9 | 4 | 8 | 4 | 0 | #DIV/0!
2013-09-04 | 2013-09-04 09:00 | 2013 | 9 | 4 | 9 | 4 | 0 | #DIV/0!
2013-09-04 | 2013-09-04 10:00 | 2013 | 9 | 4 | 10 | 4 | 0 | #DIV/0!
2013-09-04 | 2013-09-04 11:00 | 2013 | 9 | 4 | 11 | 4 | 0 | #DIV/0!
2013-09-04 | 2013-09-04 12:00 | 2013 | 9 | 4 | 12 | 4 | 0 | #DIV/0!
2013-09-04 | 2013-09-04 13:00 | 2013 | 9 | 4 | 13 | 4 | 0 | #DIV/0!
2013-09-04 | 2013-09-04 14:00 | 2013 | 9 | 4 | 14 | 4 | 0 | #DIV/0!
2013-09-04 | 2013-09-04 15:00 | 2013 | 9 | 4 | 15 | 4 | 0 | #DIV/0!
2013-09-04 | 2013-09-04 16:00 | 2013 | 9 | 4 | 16 | 4 | 0 | #DIV/0!
2013-09-04 | 2013-09-04 17:00 | 2013 | 9 | 4 | 17 | 4 | 0 | #DIV/0!
2013-09-04 | 2013-09-04 18:00 | 2013 | 9 | 4 | 18 | 4 | 0 | #DIV/0!
2013-09-04 | 2013-09-04 19:00 | 2013 | 9 | 4 | 19 | 4 | 0 | #DIV/0!
2013-09-04 | 2013-09-04 20:00 | 2013 | 9 | 4 | 20 | 4 | 0 | #DIV/0!
2013-09-04 | 2013-09-04 21:00 | 2013 | 9 | 4 | 21 | 4 | 0 | #DIV/0!
2013-09-04 | 2013-09-04 22:00 | 2013 | 9 | 4 | 22 | 4 | 0 | #DIV/0!
2013-09-04 | 2013-09-04 23:00 | 2013 | 9 | 4 | 23 | 4 | 0 | #DIV/0!
2013-09-05 | 2013-09-05 | 2013 | 9 | 5 | 24 | 5 | 0 | #DIV/0!
2013-09-05 | 2013-09-05 01:00 | 2013 | 9 | 5 | 1 | 5 | 0 | #DIV/0!
2013-09-05 | 2013-09-05 02:00 | 2013 | 9 | 5 | 2 | 5 | 0 | #DIV/0!
2013-09-05 | 2013-09-05 03:00 | 2013 | 9 | 5 | 3 | 5 | 0 | #DIV/0!
2013-09-05 | 2013-09-05 04:00 | 2013 | 9 | 5 | 4 | 5 | 0 | #DIV/0!
2013-09-05 | 2013-09-05 05:00 | 2013 | 9 | 5 | 5 | 5 | 0 | #DIV/0!
2013-09-05 | 2013-09-05 06:00 | 2013 | 9 | 5 | 6 | 5 | 0 | #DIV/0!
2013-09-05 | 2013-09-05 07:00 | 2013 | 9 | 5 | 7 | 5 | 0 | #DIV/0!
2013-09-05 | 2013-09-05 08:00 | 2013 | 9 | 5 | 8 | 5 | 0 | #DIV/0!
2013-09-05 | 2013-09-05 09:00 | 2013 | 9 | 5 | 9 | 5 | 0 | #DIV/0!
2013-09-05 | 2013-09-05 10:00 | 2013 | 9 | 5 | 10 | 5 | 0 | #DIV/0!
2013-09-05 | 2013-09-05 11:00 | 2013 | 9 | 5 | 11 | 5 | 0 | #DIV/0!
2013-09-05 | 2013-09-05 12:00 | 2013 | 9 | 5 | 12 | 5 | 0 | #DIV/0!
2013-09-05 | 2013-09-05 13:00 | 2013 | 9 | 5 | 13 | 5 | 0 | #DIV/0!
2013-09-05 | 2013-09-05 14:00 | 2013 | 9 | 5 | 14 | 5 | 0 | #DIV/0!
2013-09-05 | 2013-09-05 15:00 | 2013 | 9 | 5 | 15 | 5 | 0 | #DIV/0!
2013-09-05 | 2013-09-05 16:00 | 2013 | 9 | 5 | 16 | 5 | 0 | #DIV/0!
2013-09-05 | 2013-09-05 17:00 | 2013 | 9 | 5 | 17 | 5 | 0 | #DIV/0!
2013-09-05 | 2013-09-05 18:00 | 2013 | 9 | 5 | 18 | 5 | 0 | #DIV/0!
2013-09-05 | 2013-09-05 19:00 | 2013 | 9 | 5 | 19 | 5 | 0 | #DIV/0!
2013-09-05 | 2013-09-05 20:00 | 2013 | 9 | 5 | 20 | 5 | 0 | #DIV/0!
2013-09-05 | 2013-09-05 21:00 | 2013 | 9 | 5 | 21 | 5 | 0 | #DIV/0!
2013-09-05 | 2013-09-05 22:00 | 2013 | 9 | 5 | 22 | 5 | 0 | #DIV/0!
2013-09-05 | 2013-09-05 23:00 | 2013 | 9 | 5 | 23 | 5 | 0 | #DIV/0!
2013-09-06 | 2013-09-06 | 2013 | 9 | 6 | 24 | 6 | 0 | #DIV/0!
2013-09-06 | 2013-09-06 01:00 | 2013 | 9 | 6 | 1 | 6 | 0 | #DIV/0!
2013-09-06 | 2013-09-06 02:00 | 2013 | 9 | 6 | 2 | 6 | 0 | #DIV/0!
2013-09-06 | 2013-09-06 03:00 | 2013 | 9 | 6 | 3 | 6 | 0 | #DIV/0!
2013-09-06 | 2013-09-06 04:00 | 2013 | 9 | 6 | 4 | 6 | 0 | #DIV/0!
2013-09-06 | 2013-09-06 05:00 | 2013 | 9 | 6 | 5 | 6 | 0 | #DIV/0!
2013-09-06 | 2013-09-06 06:00 | 2013 | 9 | 6 | 6 | 6 | 0 | #DIV/0!
2013-09-06 | 2013-09-06 07:00 | 2013 | 9 | 6 | 7 | 6 | 0 | #DIV/0!
2013-09-06 | 2013-09-06 08:00 | 2013 | 9 | 6 | 8 | 6 | 0 | #DIV/0!
2013-09-06 | 2013-09-06 09:00 | 2013 | 9 | 6 | 9 | 6 | 0 | #DIV/0!
2013-09-06 | 2013-09-06 10:00 | 2013 | 9 | 6 | 10 | 6 | 0 | #DIV/0!
2013-09-06 | 2013-09-06 11:00 | 2013 | 9 | 6 | 11 | 6 | 0 | #DIV/0!
2013-09-06 | 2013-09-06 12:00 | 2013 | 9 | 6 | 12 | 6 | 0 | #DIV/0!
2013-09-06 | 2013-09-06 13:00 | 2013 | 9 | 6 | 13 | 6 | 0 | #DIV/0!
2013-09-06 | 2013-09-06 14:00 | 2013 | 9 | 6 | 14 | 6 | 0 | #DIV/0!
2013-09-06 | 2013-09-06 15:00 | 2013 | 9 | 6 | 15 | 6 | 0 | #DIV/0!
2013-09-06 | 2013-09-06 16:00 | 2013 | 9 | 6 | 16 | 6 | 0 | #DIV/0!
2013-09-06 | 2013-09-06 17:00 | 2013 | 9 | 6 | 17 | 6 | 0 | #DIV/0!
2013-09-06 | 2013-09-06 18:00 | 2013 | 9 | 6 | 18 | 6 | 0 | #DIV/0!
2013-09-06 | 2013-09-06 19:00 | 2013 | 9 | 6 | 19 | 6 | 0 | #DIV/0!
2013-09-06 | 2013-09-06 20:00 | 2013 | 9 | 6 | 20 | 6 | 0 | #DIV/0!
2013-09-06 | 2013-09-06 21:00 | 2013 | 9 | 6 | 21 | 6 | 0 | #DIV/0!
2013-09-06 | 2013-09-06 22:00 | 2013 | 9 | 6 | 22 | 6 | 0 | #DIV/0!
2013-09-06 | 2013-09-06 23:00 | 2013 | 9 | 6 | 23 | 6 | 0 | #DIV/0!
2013-09-07 | 2013-09-07 | 2013 | 9 | 7 | 24 | 7 | 0 | #DIV/0!
2013-09-07 | 2013-09-07 01:00 | 2013 | 9 | 7 | 1 | 7 | 0 | #DIV/0!
2013-09-07 | 2013-09-07 02:00 | 2013 | 9 | 7 | 2 | 7 | 0 | #DIV/0!
2013-09-07 | 2013-09-07 03:00 | 2013 | 9 | 7 | 3 | 7 | 0 | #DIV/0!
2013-09-07 | 2013-09-07 04:00 | 2013 | 9 | 7 | 4 | 7 | 0 | #DIV/0!
2013-09-07 | 2013-09-07 05:00 | 2013 | 9 | 7 | 5 | 7 | 0 | #DIV/0!
2013-09-07 | 2013-09-07 06:00 | 2013 | 9 | 7 | 6 | 7 | 0 | #DIV/0!
2013-09-07 | 2013-09-07 07:00 | 2013 | 9 | 7 | 7 | 7 | 0 | #DIV/0!
2013-09-07 | 2013-09-07 08:00 | 2013 | 9 | 7 | 8 | 7 | 0 | #DIV/0!
2013-09-07 | 2013-09-07 09:00 | 2013 | 9 | 7 | 9 | 7 | 0 | #DIV/0!
2013-09-07 | 2013-09-07 10:00 | 2013 | 9 | 7 | 10 | 7 | 0 | #DIV/0!
2013-09-07 | 2013-09-07 11:00 | 2013 | 9 | 7 | 11 | 7 | 0 | #DIV/0!
2013-09-07 | 2013-09-07 12:00 | 2013 | 9 | 7 | 12 | 7 | 0 | #DIV/0!
2013-09-07 | 2013-09-07 13:00 | 2013 | 9 | 7 | 13 | 7 | 0 | #DIV/0!
2013-09-07 | 2013-09-07 14:00 | 2013 | 9 | 7 | 14 | 7 | 0 | #DIV/0!
2013-09-07 | 2013-09-07 15:00 | 2013 | 9 | 7 | 15 | 7 | 0 | #DIV/0!
2013-09-07 | 2013-09-07 16:00 | 2013 | 9 | 7 | 16 | 7 | 0 | #DIV/0!
2013-09-07 | 2013-09-07 17:00 | 2013 | 9 | 7 | 17 | 7 | 0 | #DIV/0!
2013-09-07 | 2013-09-07 18:00 | 2013 | 9 | 7 | 18 | 7 | 0 | #DIV/0!
2013-09-07 | 2013-09-07 19:00 | 2013 | 9 | 7 | 19 | 7 | 0 | #DIV/0!
2013-09-07 | 2013-09-07 20:00 | 2013 | 9 | 7 | 20 | 7 | 0 | #DIV/0!
2013-09-07 | 2013-09-07 21:00 | 2013 | 9 | 7 | 21 | 7 | 0 | #DIV/0!
2013-09-07 | 2013-09-07 22:00 | 2013 | 9 | 7 | 22 | 7 | 0 | #DIV/0!
2013-09-07 | 2013-09-07 23:00 | 2013 | 9 | 7 | 23 | 7 | 0 | #DIV/0!
2013-09-08 | 2013-09-08 | 2013 | 9 | 8 | 24 | 1 | 0 | #DIV/0!
2013-09-08 | 2013-09-08 01:00 | 2013 | 9 | 8 | 1 | 1 | 0 | #DIV/0!
2013-09-08 | 2013-09-08 02:01 | 2013 | 9 | 8 | 2 | 1 | 0 | #DIV/0!
2013-09-08 | 2013-09-08 03:01 | 2013 | 9 | 8 | 3 | 1 | 0 | #DIV/0!
2013-09-08 | 2013-09-08 04:01 | 2013 | 9 | 8 | 4 | 1 | 0 | #DIV/0!
2013-09-08 | 2013-09-08 05:01 | 2013 | 9 | 8 | 5 | 1 | 0 | #DIV/0!
2013-09-08 | 2013-09-08 06:01 | 2013 | 9 | 8 | 6 | 1 | 0 | #DIV/0!
2013-09-08 | 2013-09-08 07:01 | 2013 | 9 | 8 | 7 | 1 | 0 | #DIV/0!
2013-09-08 | 2013-09-08 08:01 | 2013 | 9 | 8 | 8 | 1 | 0 | #DIV/0!
2013-09-08 | 2013-09-08 09:01 | 2013 | 9 | 8 | 9 | 1 | 0 | #DIV/0!
2013-09-08 | 2013-09-08 10:01 | 2013 | 9 | 8 | 10 | 1 | 0 | #DIV/0!
2013-09-08 | 2013-09-08 11:01 | 2013 | 9 | 8 | 11 | 1 | 0 | #DIV/0!
2013-09-08 | 2013-09-08 12:01 | 2013 | 9 | 8 | 12 | 1 | 0 | #DIV/0!
2013-09-08 | 2013-09-08 13:01 | 2013 | 9 | 8 | 13 | 1 | 0 | #DIV/0!
2013-09-08 | 2013-09-08 14:01 | 2013 | 9 | 8 | 14 | 1 | 0 | #DIV/0!
2013-09-08 | 2013-09-08 15:01 | 2013 | 9 | 8 | 15 | 1 | 0 | #DIV/0!
2013-09-08 | 2013-09-08 16:01 | 2013 | 9 | 8 | 16 | 1 | 0 | #DIV/0!
2013-09-08 | 2013-09-08 17:01 | 2013 | 9 | 8 | 17 | 1 | 0 | #DIV/0!
2013-09-08 | 2013-09-08 18:01 | 2013 | 9 | 8 | 18 | 1 | 0 | #DIV/0!
2013-09-08 | 2013-09-08 19:01 | 2013 | 9 | 8 | 19 | 1 | 0 | #DIV/0!
2013-09-08 | 2013-09-08 20:01 | 2013 | 9 | 8 | 20 | 1 | 0 | #DIV/0!
2013-09-08 | 2013-09-08 21:01 | 2013 | 9 | 8 | 21 | 1 | 0 | #DIV/0!
2013-09-08 | 2013-09-08 22:01 | 2013 | 9 | 8 | 22 | 1 | 0 | #DIV/0!
2013-09-08 | 2013-09-08 23:01 | 2013 | 9 | 8 | 23 | 1 | 0 | #DIV/0!
2013-09-09 | 2013-09-09 00:01 | 2013 | 9 | 9 | 24 | 2 | 0 | #DIV/0!
2013-09-09 | 2013-09-09 01:01 | 2013 | 9 | 9 | 1 | 2 | 0 | #DIV/0!
2013-09-09 | 2013-09-09 02:01 | 2013 | 9 | 9 | 2 | 2 | 0 | #DIV/0!
2013-09-09 | 2013-09-09 03:01 | 2013 | 9 | 9 | 3 | 2 | 0 | #DIV/0!
2013-09-09 | 2013-09-09 04:01 | 2013 | 9 | 9 | 4 | 2 | 0 | #DIV/0!
2013-09-09 | 2013-09-09 05:01 | 2013 | 9 | 9 | 5 | 2 | 0 | #DIV/0!
2013-09-09 | 2013-09-09 06:01 | 2013 | 9 | 9 | 6 | 2 | 0 | #DIV/0!
2013-09-09 | 2013-09-09 07:01 | 2013 | 9 | 9 | 7 | 2 | 0 | #DIV/0!
2013-09-09 | 2013-09-09 08:01 | 2013 | 9 | 9 | 8 | 2 | 0 | #DIV/0!
2013-09-09 | 2013-09-09 09:01 | 2013 | 9 | 9 | 9 | 2 | 0 | #DIV/0!
2013-09-09 | 2013-09-09 10:01 | 2013 | 9 | 9 | 10 | 2 | 0 | #DIV/0!
2013-09-09 | 2013-09-09 11:01 | 2013 | 9 | 9 | 11 | 2 | 0 | #DIV/0!
2013-09-09 | 2013-09-09 12:01 | 2013 | 9 | 9 | 12 | 2 | 0 | #DIV/0!
2013-09-09 | 2013-09-09 13:01 | 2013 | 9 | 9 | 13 | 2 | 0 | #DIV/0!
2013-09-09 | 2013-09-09 14:01 | 2013 | 9 | 9 | 14 | 2 | 0 | #DIV/0!
2013-09-09 | 2013-09-09 15:01 | 2013 | 9 | 9 | 15 | 2 | 0 | #DIV/0!
2013-09-09 | 2013-09-09 16:01 | 2013 | 9 | 9 | 16 | 2 | 0 | #DIV/0!
2013-09-09 | 2013-09-09 17:01 | 2013 | 9 | 9 | 17 | 2 | 0 | #DIV/0!
2013-09-09 | 2013-09-09 18:01 | 2013 | 9 | 9 | 18 | 2 | 0 | #DIV/0!
2013-09-09 | 2013-09-09 19:01 | 2013 | 9 | 9 | 19 | 2 | 0 | #DIV/0!
2013-09-09 | 2013-09-09 20:01 | 2013 | 9 | 9 | 20 | 2 | 0 | #DIV/0!
2013-09-09 | 2013-09-09 21:01 | 2013 | 9 | 9 | 21 | 2 | 0 | #DIV/0!
2013-09-09 | 2013-09-09 22:01 | 2013 | 9 | 9 | 22 | 2 | 0 | #DIV/0!
2013-09-09 | 2013-09-09 23:01 | 2013 | 9 | 9 | 23 | 2 | 0 | #DIV/0!
2013-09-10 | 2013-09-10 00:01 | 2013 | 9 | 10 | 24 | 3 | 0 | #DIV/0!
2013-09-10 | 2013-09-10 01:01 | 2013 | 9 | 10 | 1 | 3 | 0 | #DIV/0!
2013-09-10 | 2013-09-10 02:01 | 2013 | 9 | 10 | 2 | 3 | 0 | #DIV/0!
2013-09-10 | 2013-09-10 03:01 | 2013 | 9 | 10 | 3 | 3 | 0 | #DIV/0!
2013-09-10 | 2013-09-10 04:01 | 2013 | 9 | 10 | 4 | 3 | 0 | #DIV/0!
2013-09-10 | 2013-09-10 05:01 | 2013 | 9 | 10 | 5 | 3 | 0 | #DIV/0!
2013-09-10 | 2013-09-10 06:01 | 2013 | 9 | 10 | 6 | 3 | 0 | #DIV/0!
2013-09-10 | 2013-09-10 07:01 | 2013 | 9 | 10 | 7 | 3 | 0 | #DIV/0!
2013-09-10 | 2013-09-10 08:01 | 2013 | 9 | 10 | 8 | 3 | 0 | #DIV/0!
2013-09-10 | 2013-09-10 09:01 | 2013 | 9 | 10 | 9 | 3 | 0 | #DIV/0!
2013-09-10 | 2013-09-10 10:01 | 2013 | 9 | 10 | 10 | 3 | 0 | #DIV/0!
2013-09-10 | 2013-09-10 11:01 | 2013 | 9 | 10 | 11 | 3 | 0 | #DIV/0!
2013-09-10 | 2013-09-10 12:01 | 2013 | 9 | 10 | 12 | 3 | 0 | #DIV/0!
2013-09-10 | 2013-09-10 13:01 | 2013 | 9 | 10 | 13 | 3 | 0 | #DIV/0!
2013-09-10 | 2013-09-10 14:01 | 2013 | 9 | 10 | 14 | 3 | 0 | #DIV/0!
2013-09-10 | 2013-09-10 15:01 | 2013 | 9 | 10 | 15 | 3 | 0 | #DIV/0!
2013-09-10 | 2013-09-10 16:01 | 2013 | 9 | 10 | 16 | 3 | 0 | #DIV/0!
2013-09-10 | 2013-09-10 17:01 | 2013 | 9 | 10 | 17 | 3 | 0 | #DIV/0!
2013-09-10 | 2013-09-10 18:01 | 2013 | 9 | 10 | 18 | 3 | 0 | #DIV/0!
2013-09-10 | 2013-09-10 19:01 | 2013 | 9 | 10 | 19 | 3 | 0 | #DIV/0!
2013-09-10 | 2013-09-10 20:01 | 2013 | 9 | 10 | 20 | 3 | 0 | #DIV/0!
2013-09-10 | 2013-09-10 21:01 | 2013 | 9 | 10 | 21 | 3 | 0 | #DIV/0!
2013-09-10 | 2013-09-10 22:01 | 2013 | 9 | 10 | 22 | 3 | 0 | #DIV/0!
2013-09-10 | 2013-09-10 23:01 | 2013 | 9 | 10 | 23 | 3 | 0 | #DIV/0!
2013-09-11 | 2013-09-11 00:01 | 2013 | 9 | 11 | 24 | 4 | 0 | #DIV/0!
2013-09-11 | 2013-09-11 01:01 | 2013 | 9 | 11 | 1 | 4 | 0 | #DIV/0!
2013-09-11 | 2013-09-11 02:01 | 2013 | 9 | 11 | 2 | 4 | 0 | #DIV/0!
2013-09-11 | 2013-09-11 03:01 | 2013 | 9 | 11 | 3 | 4 | 0 | #DIV/0!
2013-09-11 | 2013-09-11 04:01 | 2013 | 9 | 11 | 4 | 4 | 0 | #DIV/0!
2013-09-11 | 2013-09-11 05:01 | 2013 | 9 | 11 | 5 | 4 | 0 | #DIV/0!
2013-09-11 | 2013-09-11 06:01 | 2013 | 9 | 11 | 6 | 4 | 0 | #DIV/0!
2013-09-11 | 2013-09-11 07:01 | 2013 | 9 | 11 | 7 | 4 | 0 | #DIV/0!
2013-09-11 | 2013-09-11 08:01 | 2013 | 9 | 11 | 8 | 4 | 0 | #DIV/0!
2013-09-11 | 2013-09-11 09:01 | 2013 | 9 | 11 | 9 | 4 | 0 | #DIV/0!
2013-09-11 | 2013-09-11 10:01 | 2013 | 9 | 11 | 10 | 4 | 0 | #DIV/0!
2013-09-11 | 2013-09-11 11:01 | 2013 | 9 | 11 | 11 | 4 | 0 | #DIV/0!
2013-09-11 | 2013-09-11 12:01 | 2013 | 9 | 11 | 12 | 4 | 0 | #DIV/0!
2013-09-11 | 2013-09-11 13:01 | 2013 | 9 | 11 | 13 | 4 | 0 | #DIV/0!
2013-09-11 | 2013-09-11 14:01 | 2013 | 9 | 11 | 14 | 4 | 0 | #DIV/0!
2013-09-11 | 2013-09-11 15:01 | 2013 | 9 | 11 | 15 | 4 | 0 | #DIV/0!
2013-09-11 | 2013-09-11 16:01 | 2013 | 9 | 11 | 16 | 4 | 0 | #DIV/0!
2013-09-11 | 2013-09-11 17:01 | 2013 | 9 | 11 | 17 | 4 | 0 | #DIV/0!
2013-09-11 | 2013-09-11 18:01 | 2013 | 9 | 11 | 18 | 4 | 0 | #DIV/0!
2013-09-11 | 2013-09-11 19:01 | 2013 | 9 | 11 | 19 | 4 | 0 | #DIV/0!
2013-09-11 | 2013-09-11 20:01 | 2013 | 9 | 11 | 20 | 4 | 0 | #DIV/0!
2013-09-11 | 2013-09-11 21:01 | 2013 | 9 | 11 | 21 | 4 | 0 | #DIV/0!
2013-09-11 | 2013-09-11 22:01 | 2013 | 9 | 11 | 22 | 4 | 0 | #DIV/0!
2013-09-11 | 2013-09-11 23:01 | 2013 | 9 | 11 | 23 | 4 | 0 | #DIV/0!
2013-09-12 | 2013-09-12 00:01 | 2013 | 9 | 12 | 24 | 5 | 0 | #DIV/0!
2013-09-12 | 2013-09-12 01:01 | 2013 | 9 | 12 | 1 | 5 | 0 | #DIV/0!
2013-09-12 | 2013-09-12 02:01 | 2013 | 9 | 12 | 2 | 5 | 0 | #DIV/0!
2013-09-12 | 2013-09-12 03:01 | 2013 | 9 | 12 | 3 | 5 | 0 | #DIV/0!
2013-09-12 | 2013-09-12 04:01 | 2013 | 9 | 12 | 4 | 5 | 0 | #DIV/0!
2013-09-12 | 2013-09-12 05:01 | 2013 | 9 | 12 | 5 | 5 | 0 | #DIV/0!
2013-09-12 | 2013-09-12 06:01 | 2013 | 9 | 12 | 6 | 5 | 0 | #DIV/0!
2013-09-12 | 2013-09-12 07:01 | 2013 | 9 | 12 | 7 | 5 | 0 | #DIV/0!
2013-09-12 | 2013-09-12 08:01 | 2013 | 9 | 12 | 8 | 5 | 0 | #DIV/0!
2013-09-12 | 2013-09-12 09:01 | 2013 | 9 | 12 | 9 | 5 | 0 | #DIV/0!
2013-09-12 | 2013-09-12 10:01 | 2013 | 9 | 12 | 10 | 5 | 0 | #DIV/0!
2013-09-12 | 2013-09-12 11:01 | 2013 | 9 | 12 | 11 | 5 | 0 | #DIV/0!
2013-09-12 | 2013-09-12 12:01 | 2013 | 9 | 12 | 12 | 5 | 0 | #DIV/0!
2013-09-12 | 2013-09-12 13:01 | 2013 | 9 | 12 | 13 | 5 | 0 | #DIV/0!
2013-09-12 | 2013-09-12 14:01 | 2013 | 9 | 12 | 14 | 5 | 0 | #DIV/0!
2013-09-12 | 2013-09-12 15:01 | 2013 | 9 | 12 | 15 | 5 | 0 | #DIV/0!
2013-09-12 | 2013-09-12 16:01 | 2013 | 9 | 12 | 16 | 5 | 0 | #DIV/0!
2013-09-12 | 2013-09-12 17:01 | 2013 | 9 | 12 | 17 | 5 | 0 | #DIV/0!
2013-09-12 | 2013-09-12 18:01 | 2013 | 9 | 12 | 18 | 5 | 0 | #DIV/0!
2013-09-12 | 2013-09-12 19:01 | 2013 | 9 | 12 | 19 | 5 | 0 | #DIV/0!
2013-09-12 | 2013-09-12 20:01 | 2013 | 9 | 12 | 20 | 5 | 0 | #DIV/0!
2013-09-12 | 2013-09-12 21:01 | 2013 | 9 | 12 | 21 | 5 | 0 | #DIV/0!
2013-09-12 | 2013-09-12 22:01 | 2013 | 9 | 12 | 22 | 5 | 0 | #DIV/0!
2013-09-12 | 2013-09-12 23:01 | 2013 | 9 | 12 | 23 | 5 | 0 | #DIV/0!
2013-09-13 | 2013-09-13 00:01 | 2013 | 9 | 13 | 24 | 6 | 0 | #DIV/0!
2013-09-13 | 2013-09-13 01:01 | 2013 | 9 | 13 | 1 | 6 | 0 | #DIV/0!
2013-09-13 | 2013-09-13 02:01 | 2013 | 9 | 13 | 2 | 6 | 0 | #DIV/0!
2013-09-13 | 2013-09-13 03:01 | 2013 | 9 | 13 | 3 | 6 | 0 | #DIV/0!
2013-09-13 | 2013-09-13 04:01 | 2013 | 9 | 13 | 4 | 6 | 0 | #DIV/0!
2013-09-13 | 2013-09-13 05:01 | 2013 | 9 | 13 | 5 | 6 | 0 | #DIV/0!
2013-09-13 | 2013-09-13 06:01 | 2013 | 9 | 13 | 6 | 6 | 0 | #DIV/0!
2013-09-13 | 2013-09-13 07:01 | 2013 | 9 | 13 | 7 | 6 | 0 | #DIV/0!
2013-09-13 | 2013-09-13 08:01 | 2013 | 9 | 13 | 8 | 6 | 0 | #DIV/0!
2013-09-13 | 2013-09-13 09:01 | 2013 | 9 | 13 | 9 | 6 | 0 | #DIV/0!
2013-09-13 | 2013-09-13 10:01 | 2013 | 9 | 13 | 10 | 6 | 0 | #DIV/0!
2013-09-13 | 2013-09-13 11:01 | 2013 | 9 | 13 | 11 | 6 | 0 | #DIV/0!
2013-09-13 | 2013-09-13 12:01 | 2013 | 9 | 13 | 12 | 6 | 0 | #DIV/0!
2013-09-13 | 2013-09-13 13:01 | 2013 | 9 | 13 | 13 | 6 | 0 | #DIV/0!
2013-09-13 | 2013-09-13 14:01 | 2013 | 9 | 13 | 14 | 6 | 0 | #DIV/0!
2013-09-13 | 2013-09-13 15:01 | 2013 | 9 | 13 | 15 | 6 | 0 | #DIV/0!
2013-09-13 | 2013-09-13 16:01 | 2013 | 9 | 13 | 16 | 6 | 0 | #DIV/0!
2013-09-13 | 2013-09-13 17:01 | 2013 | 9 | 13 | 17 | 6 | 0 | #DIV/0!
2013-09-13 | 2013-09-13 18:01 | 2013 | 9 | 13 | 18 | 6 | 0 | #DIV/0!
2013-09-13 | 2013-09-13 19:01 | 2013 | 9 | 13 | 19 | 6 | 0 | #DIV/0!
2013-09-13 | 2013-09-13 20:01 | 2013 | 9 | 13 | 20 | 6 | 0 | #DIV/0!
2013-09-13 | 2013-09-13 21:01 | 2013 | 9 | 13 | 21 | 6 | 0 | #DIV/0!
2013-09-13 | 2013-09-13 22:01 | 2013 | 9 | 13 | 22 | 6 | 0 | #DIV/0!
2013-09-13 | 2013-09-13 23:01 | 2013 | 9 | 13 | 23 | 6 | 0 | #DIV/0!
2013-09-14 | 2013-09-14 00:01 | 2013 | 9 | 14 | 24 | 7 | 0 | #DIV/0!
2013-09-14 | 2013-09-14 01:01 | 2013 | 9 | 14 | 1 | 7 | 0 | #DIV/0!
2013-09-14 | 2013-09-14 02:01 | 2013 | 9 | 14 | 2 | 7 | 0 | #DIV/0!
2013-09-14 | 2013-09-14 03:01 | 2013 | 9 | 14 | 3 | 7 | 0 | #DIV/0!
2013-09-14 | 2013-09-14 04:01 | 2013 | 9 | 14 | 4 | 7 | 0 | #DIV/0!
2013-09-14 | 2013-09-14 05:01 | 2013 | 9 | 14 | 5 | 7 | 0 | #DIV/0!
2013-09-14 | 2013-09-14 06:01 | 2013 | 9 | 14 | 6 | 7 | 0 | #DIV/0!
2013-09-14 | 2013-09-14 07:01 | 2013 | 9 | 14 | 7 | 7 | 0 | #DIV/0!
2013-09-14 | 2013-09-14 08:01 | 2013 | 9 | 14 | 8 | 7 | 0 | #DIV/0!
2013-09-14 | 2013-09-14 09:01 | 2013 | 9 | 14 | 9 | 7 | 0 | #DIV/0!
2013-09-14 | 2013-09-14 10:01 | 2013 | 9 | 14 | 10 | 7 | 0 | #DIV/0!
2013-09-14 | 2013-09-14 11:01 | 2013 | 9 | 14 | 11 | 7 | 0 | #DIV/0!
2013-09-14 | 2013-09-14 12:01 | 2013 | 9 | 14 | 12 | 7 | 0 | #DIV/0!
2013-09-14 | 2013-09-14 13:01 | 2013 | 9 | 14 | 13 | 7 | 0 | #DIV/0!
2013-09-14 | 2013-09-14 14:01 | 2013 | 9 | 14 | 14 | 7 | 0 | #DIV/0!
2013-09-14 | 2013-09-14 15:01 | 2013 | 9 | 14 | 15 | 7 | 0 | #DIV/0!
2013-09-14 | 2013-09-14 16:01 | 2013 | 9 | 14 | 16 | 7 | 0 | #DIV/0!
2013-09-14 | 2013-09-14 17:01 | 2013 | 9 | 14 | 17 | 7 | 0 | #DIV/0!
2013-09-14 | 2013-09-14 18:01 | 2013 | 9 | 14 | 18 | 7 | 0 | #DIV/0!
2013-09-14 | 2013-09-14 19:01 | 2013 | 9 | 14 | 19 | 7 | 0 | #DIV/0!
2013-09-14 | 2013-09-14 20:01 | 2013 | 9 | 14 | 20 | 7 | 0 | #DIV/0!
2013-09-14 | 2013-09-14 21:01 | 2013 | 9 | 14 | 21 | 7 | 0 | #DIV/0!
2013-09-14 | 2013-09-14 22:01 | 2013 | 9 | 14 | 22 | 7 | 0 | #DIV/0!
2013-09-14 | 2013-09-14 23:01 | 2013 | 9 | 14 | 23 | 7 | 0 | #DIV/0!
2013-09-15 | 2013-09-15 00:01 | 2013 | 9 | 15 | 24 | 1 | 0 | #DIV/0!
2013-09-15 | 2013-09-15 01:01 | 2013 | 9 | 15 | 1 | 1 | 0 | #DIV/0!
2013-09-15 | 2013-09-15 02:01 | 2013 | 9 | 15 | 2 | 1 | 0 | #DIV/0!
2013-09-15 | 2013-09-15 03:01 | 2013 | 9 | 15 | 3 | 1 | 0 | #DIV/0!
2013-09-15 | 2013-09-15 04:01 | 2013 | 9 | 15 | 4 | 1 | 0 | #DIV/0!
2013-09-15 | 2013-09-15 05:01 | 2013 | 9 | 15 | 5 | 1 | 0 | #DIV/0!
2013-09-15 | 2013-09-15 06:01 | 2013 | 9 | 15 | 6 | 1 | 0 | #DIV/0!
2013-09-15 | 2013-09-15 07:01 | 2013 | 9 | 15 | 7 | 1 | 0 | #DIV/0!
2013-09-15 | 2013-09-15 08:01 | 2013 | 9 | 15 | 8 | 1 | 0 | #DIV/0!
2013-09-15 | 2013-09-15 09:01 | 2013 | 9 | 15 | 9 | 1 | 0 | #DIV/0!
2013-09-15 | 2013-09-15 10:01 | 2013 | 9 | 15 | 10 | 1 | 0 | #DIV/0!
2013-09-15 | 2013-09-15 11:01 | 2013 | 9 | 15 | 11 | 1 | 0 | #DIV/0!
2013-09-15 | 2013-09-15 12:01 | 2013 | 9 | 15 | 12 | 1 | 0 | #DIV/0!
2013-09-15 | 2013-09-15 13:01 | 2013 | 9 | 15 | 13 | 1 | 0 | #DIV/0!
2013-09-15 | 2013-09-15 14:01 | 2013 | 9 | 15 | 14 | 1 | 0 | #DIV/0!
2013-09-15 | 2013-09-15 15:01 | 2013 | 9 | 15 | 15 | 1 | 0 | #DIV/0!
2013-09-15 | 2013-09-15 16:01 | 2013 | 9 | 15 | 16 | 1 | 0 | #DIV/0!
2013-09-15 | 2013-09-15 17:01 | 2013 | 9 | 15 | 17 | 1 | 0 | #DIV/0!
2013-09-15 | 2013-09-15 18:01 | 2013 | 9 | 15 | 18 | 1 | 0 | #DIV/0!
2013-09-15 | 2013-09-15 19:01 | 2013 | 9 | 15 | 19 | 1 | 0 | #DIV/0!
2013-09-15 | 2013-09-15 20:01 | 2013 | 9 | 15 | 20 | 1 | 0 | #DIV/0!
2013-09-15 | 2013-09-15 21:01 | 2013 | 9 | 15 | 21 | 1 | 0 | #DIV/0!
2013-09-15 | 2013-09-15 22:01 | 2013 | 9 | 15 | 22 | 1 | 0 | #DIV/0!
2013-09-15 | 2013-09-15 23:01 | 2013 | 9 | 15 | 23 | 1 | 0 | #DIV/0!
2013-09-16 | 2013-09-16 00:01 | 2013 | 9 | 16 | 24 | 2 | 0 | #DIV/0!
2013-09-16 | 2013-09-16 01:01 | 2013 | 9 | 16 | 1 | 2 | 0 | #DIV/0!
2013-09-16 | 2013-09-16 02:01 | 2013 | 9 | 16 | 2 | 2 | 0 | #DIV/0!
2013-09-16 | 2013-09-16 03:01 | 2013 | 9 | 16 | 3 | 2 | 0 | #DIV/0!
2013-09-16 | 2013-09-16 04:01 | 2013 | 9 | 16 | 4 | 2 | 0 | #DIV/0!
2013-09-16 | 2013-09-16 05:01 | 2013 | 9 | 16 | 5 | 2 | 0 | #DIV/0!
2013-09-16 | 2013-09-16 06:01 | 2013 | 9 | 16 | 6 | 2 | 0 | #DIV/0!
2013-09-16 | 2013-09-16 07:01 | 2013 | 9 | 16 | 7 | 2 | 0 | #DIV/0!
2013-09-16 | 2013-09-16 08:01 | 2013 | 9 | 16 | 8 | 2 | 0 | #DIV/0!
2013-09-16 | 2013-09-16 09:01 | 2013 | 9 | 16 | 9 | 2 | 0 | #DIV/0!
2013-09-16 | 2013-09-16 10:01 | 2013 | 9 | 16 | 10 | 2 | 0 | #DIV/0!
2013-09-16 | 2013-09-16 11:01 | 2013 | 9 | 16 | 11 | 2 | 0 | #DIV/0!
2013-09-16 | 2013-09-16 12:01 | 2013 | 9 | 16 | 12 | 2 | 0 | #DIV/0!
2013-09-16 | 2013-09-16 13:01 | 2013 | 9 | 16 | 13 | 2 | 0 | #DIV/0!
2013-09-16 | 2013-09-16 14:01 | 2013 | 9 | 16 | 14 | 2 | 0 | #DIV/0!
2013-09-16 | 2013-09-16 15:01 | 2013 | 9 | 16 | 15 | 2 | 0 | #DIV/0!
2013-09-16 | 2013-09-16 16:01 | 2013 | 9 | 16 | 16 | 2 | 0 | #DIV/0!
2013-09-16 | 2013-09-16 17:01 | 2013 | 9 | 16 | 17 | 2 | 0 | #DIV/0!
2013-09-16 | 2013-09-16 18:01 | 2013 | 9 | 16 | 18 | 2 | 0 | #DIV/0!
2013-09-16 | 2013-09-16 19:01 | 2013 | 9 | 16 | 19 | 2 | 0 | #DIV/0!
2013-09-16 | 2013-09-16 20:01 | 2013 | 9 | 16 | 20 | 2 | 0 | #DIV/0!
2013-09-16 | 2013-09-16 21:01 | 2013 | 9 | 16 | 21 | 2 | 0 | #DIV/0!
2013-09-16 | 2013-09-16 22:01 | 2013 | 9 | 16 | 22 | 2 | 0 | #DIV/0!
2013-09-16 | 2013-09-16 23:01 | 2013 | 9 | 16 | 23 | 2 | 0 | #DIV/0!
2013-09-17 | 2013-09-17 00:01 | 2013 | 9 | 17 | 24 | 3 | 0 | #DIV/0!
2013-09-17 | 2013-09-17 01:01 | 2013 | 9 | 17 | 1 | 3 | 0 | #DIV/0!
2013-09-17 | 2013-09-17 02:01 | 2013 | 9 | 17 | 2 | 3 | 0 | #DIV/0!
2013-09-17 | 2013-09-17 03:01 | 2013 | 9 | 17 | 3 | 3 | 0 | #DIV/0!
2013-09-17 | 2013-09-17 04:01 | 2013 | 9 | 17 | 4 | 3 | 0 | #DIV/0!
2013-09-17 | 2013-09-17 05:01 | 2013 | 9 | 17 | 5 | 3 | 0 | #DIV/0!
2013-09-17 | 2013-09-17 06:01 | 2013 | 9 | 17 | 6 | 3 | 0 | #DIV/0!
2013-09-17 | 2013-09-17 07:01 | 2013 | 9 | 17 | 7 | 3 | 0 | #DIV/0!
2013-09-17 | 2013-09-17 08:01 | 2013 | 9 | 17 | 8 | 3 | 0 | #DIV/0!
2013-09-17 | 2013-09-17 09:01 | 2013 | 9 | 17 | 9 | 3 | 0 | #DIV/0!
2013-09-17 | 2013-09-17 10:01 | 2013 | 9 | 17 | 10 | 3 | 0 | #DIV/0!
2013-09-17 | 2013-09-17 11:01 | 2013 | 9 | 17 | 11 | 3 | 0 | #DIV/0!
2013-09-17 | 2013-09-17 12:01 | 2013 | 9 | 17 | 12 | 3 | 0 | #DIV/0!
2013-09-17 | 2013-09-17 13:01 | 2013 | 9 | 17 | 13 | 3 | 0 | #DIV/0!
2013-09-17 | 2013-09-17 14:01 | 2013 | 9 | 17 | 14 | 3 | 0 | #DIV/0!
2013-09-17 | 2013-09-17 15:01 | 2013 | 9 | 17 | 15 | 3 | 0 | #DIV/0!
2013-09-17 | 2013-09-17 16:01 | 2013 | 9 | 17 | 16 | 3 | 0 | #DIV/0!
2013-09-17 | 2013-09-17 17:01 | 2013 | 9 | 17 | 17 | 3 | 0 | #DIV/0!
2013-09-17 | 2013-09-17 18:01 | 2013 | 9 | 17 | 18 | 3 | 0 | #DIV/0!
2013-09-17 | 2013-09-17 19:01 | 2013 | 9 | 17 | 19 | 3 | 0 | #DIV/0!
2013-09-17 | 2013-09-17 20:01 | 2013 | 9 | 17 | 20 | 3 | 0 | #DIV/0!
2013-09-17 | 2013-09-17 21:01 | 2013 | 9 | 17 | 21 | 3 | 0 | #DIV/0!
2013-09-17 | 2013-09-17 22:01 | 2013 | 9 | 17 | 22 | 3 | 0 | #DIV/0!
2013-09-17 | 2013-09-17 23:01 | 2013 | 9 | 17 | 23 | 3 | 0 | #DIV/0!
2013-09-18 | 2013-09-18 00:01 | 2013 | 9 | 18 | 24 | 4 | 0 | #DIV/0!
2013-09-18 | 2013-09-18 01:01 | 2013 | 9 | 18 | 1 | 4 | 0 | #DIV/0!
2013-09-18 | 2013-09-18 02:01 | 2013 | 9 | 18 | 2 | 4 | 0 | #DIV/0!
2013-09-18 | 2013-09-18 03:01 | 2013 | 9 | 18 | 3 | 4 | 0 | #DIV/0!
2013-09-18 | 2013-09-18 04:01 | 2013 | 9 | 18 | 4 | 4 | 0 | #DIV/0!
2013-09-18 | 2013-09-18 05:01 | 2013 | 9 | 18 | 5 | 4 | 0 | #DIV/0!
2013-09-18 | 2013-09-18 06:01 | 2013 | 9 | 18 | 6 | 4 | 0 | #DIV/0!
2013-09-18 | 2013-09-18 07:01 | 2013 | 9 | 18 | 7 | 4 | 0 | #DIV/0!
2013-09-18 | 2013-09-18 08:01 | 2013 | 9 | 18 | 8 | 4 | 0 | #DIV/0!
2013-09-18 | 2013-09-18 09:01 | 2013 | 9 | 18 | 9 | 4 | 0 | #DIV/0!
2013-09-18 | 2013-09-18 10:01 | 2013 | 9 | 18 | 10 | 4 | 0 | #DIV/0!
2013-09-18 | 2013-09-18 11:01 | 2013 | 9 | 18 | 11 | 4 | 0 | #DIV/0!
2013-09-18 | 2013-09-18 12:01 | 2013 | 9 | 18 | 12 | 4 | 0 | #DIV/0!
2013-09-18 | 2013-09-18 13:01 | 2013 | 9 | 18 | 13 | 4 | 0 | #DIV/0!
2013-09-18 | 2013-09-18 14:01 | 2013 | 9 | 18 | 14 | 4 | 0 | #DIV/0!
2013-09-18 | 2013-09-18 15:01 | 2013 | 9 | 18 | 15 | 4 | 0 | #DIV/0!
2013-09-18 | 2013-09-18 16:01 | 2013 | 9 | 18 | 16 | 4 | 0 | #DIV/0!
2013-09-18 | 2013-09-18 17:01 | 2013 | 9 | 18 | 17 | 4 | 0 | #DIV/0!
2013-09-18 | 2013-09-18 18:01 | 2013 | 9 | 18 | 18 | 4 | 0 | #DIV/0!
2013-09-18 | 2013-09-18 19:01 | 2013 | 9 | 18 | 19 | 4 | 0 | #DIV/0!
2013-09-18 | 2013-09-18 20:01 | 2013 | 9 | 18 | 20 | 4 | 0 | #DIV/0!
2013-09-18 | 2013-09-18 21:01 | 2013 | 9 | 18 | 21 | 4 | 0 | #DIV/0!
2013-09-18 | 2013-09-18 22:01 | 2013 | 9 | 18 | 22 | 4 | 0 | #DIV/0!
2013-09-18 | 2013-09-18 23:01 | 2013 | 9 | 18 | 23 | 4 | 0 | #DIV/0!
2013-09-19 | 2013-09-19 00:01 | 2013 | 9 | 19 | 24 | 5 | 0 | #DIV/0!
2013-09-19 | 2013-09-19 01:01 | 2013 | 9 | 19 | 1 | 5 | 0 | #DIV/0!
2013-09-19 | 2013-09-19 02:01 | 2013 | 9 | 19 | 2 | 5 | 0 | #DIV/0!
2013-09-19 | 2013-09-19 03:01 | 2013 | 9 | 19 | 3 | 5 | 0 | #DIV/0!
2013-09-19 | 2013-09-19 04:01 | 2013 | 9 | 19 | 4 | 5 | 0 | #DIV/0!
2013-09-19 | 2013-09-19 05:01 | 2013 | 9 | 19 | 5 | 5 | 0 | #DIV/0!
2013-09-19 | 2013-09-19 06:01 | 2013 | 9 | 19 | 6 | 5 | 0 | #DIV/0!
2013-09-19 | 2013-09-19 07:01 | 2013 | 9 | 19 | 7 | 5 | 0 | #DIV/0!
2013-09-19 | 2013-09-19 08:01 | 2013 | 9 | 19 | 8 | 5 | 0 | #DIV/0!
2013-09-19 | 2013-09-19 09:01 | 2013 | 9 | 19 | 9 | 5 | 0 | #DIV/0!
2013-09-19 | 2013-09-19 10:01 | 2013 | 9 | 19 | 10 | 5 | 0 | #DIV/0!
2013-09-19 | 2013-09-19 11:01 | 2013 | 9 | 19 | 11 | 5 | 0 | #DIV/0!
2013-09-19 | 2013-09-19 12:01 | 2013 | 9 | 19 | 12 | 5 | 0 | #DIV/0!
2013-09-19 | 2013-09-19 13:01 | 2013 | 9 | 19 | 13 | 5 | 0 | #DIV/0!
2013-09-19 | 2013-09-19 14:01 | 2013 | 9 | 19 | 14 | 5 | 0 | #DIV/0!
2013-09-19 | 2013-09-19 15:01 | 2013 | 9 | 19 | 15 | 5 | 0 | #DIV/0!
2013-09-19 | 2013-09-19 16:01 | 2013 | 9 | 19 | 16 | 5 | 0 | #DIV/0!
2013-09-19 | 2013-09-19 17:01 | 2013 | 9 | 19 | 17 | 5 | 0 | #DIV/0!
2013-09-19 | 2013-09-19 18:01 | 2013 | 9 | 19 | 18 | 5 | 0 | #DIV/0!
2013-09-19 | 2013-09-19 19:01 | 2013 | 9 | 19 | 19 | 5 | 0 | #DIV/0!
2013-09-19 | 2013-09-19 20:01 | 2013 | 9 | 19 | 20 | 5 | 0 | #DIV/0!
2013-09-19 | 2013-09-19 21:01 | 2013 | 9 | 19 | 21 | 5 | 0 | #DIV/0!
2013-09-19 | 2013-09-19 22:01 | 2013 | 9 | 19 | 22 | 5 | 0 | #DIV/0!
2013-09-19 | 2013-09-19 23:01 | 2013 | 9 | 19 | 23 | 5 | 0 | #DIV/0!
2013-09-20 | 2013-09-20 00:01 | 2013 | 9 | 20 | 24 | 6 | 0 | #DIV/0!
2013-09-20 | 2013-09-20 01:01 | 2013 | 9 | 20 | 1 | 6 | 0 | #DIV/0!
2013-09-20 | 2013-09-20 02:01 | 2013 | 9 | 20 | 2 | 6 | 0 | #DIV/0!
2013-09-20 | 2013-09-20 03:01 | 2013 | 9 | 20 | 3 | 6 | 0 | #DIV/0!
2013-09-20 | 2013-09-20 04:01 | 2013 | 9 | 20 | 4 | 6 | 0 | #DIV/0!
2013-09-20 | 2013-09-20 05:01 | 2013 | 9 | 20 | 5 | 6 | 0 | #DIV/0!
2013-09-20 | 2013-09-20 06:01 | 2013 | 9 | 20 | 6 | 6 | 0 | #DIV/0!
2013-09-20 | 2013-09-20 07:01 | 2013 | 9 | 20 | 7 | 6 | 0 | #DIV/0!
2013-09-20 | 2013-09-20 08:01 | 2013 | 9 | 20 | 8 | 6 | 0 | #DIV/0!
2013-09-20 | 2013-09-20 09:01 | 2013 | 9 | 20 | 9 | 6 | 0 | #DIV/0!
2013-09-20 | 2013-09-20 10:01 | 2013 | 9 | 20 | 10 | 6 | 0 | #DIV/0!
2013-09-20 | 2013-09-20 11:01 | 2013 | 9 | 20 | 11 | 6 | 0 | #DIV/0!
2013-09-20 | 2013-09-20 12:01 | 2013 | 9 | 20 | 12 | 6 | 0 | #DIV/0!
2013-09-20 | 2013-09-20 13:01 | 2013 | 9 | 20 | 13 | 6 | 0 | #DIV/0!
2013-09-20 | 2013-09-20 14:01 | 2013 | 9 | 20 | 14 | 6 | 0 | #DIV/0!
2013-09-20 | 2013-09-20 15:01 | 2013 | 9 | 20 | 15 | 6 | 0 | #DIV/0!
2013-09-20 | 2013-09-20 16:01 | 2013 | 9 | 20 | 16 | 6 | 0 | #DIV/0!
2013-09-20 | 2013-09-20 17:01 | 2013 | 9 | 20 | 17 | 6 | 0 | #DIV/0!
2013-09-20 | 2013-09-20 18:01 | 2013 | 9 | 20 | 18 | 6 | 0 | #DIV/0!
2013-09-20 | 2013-09-20 19:01 | 2013 | 9 | 20 | 19 | 6 | 0 | #DIV/0!
2013-09-20 | 2013-09-20 20:01 | 2013 | 9 | 20 | 20 | 6 | 0 | #DIV/0!
2013-09-20 | 2013-09-20 21:01 | 2013 | 9 | 20 | 21 | 6 | 0 | #DIV/0!
2013-09-20 | 2013-09-20 22:01 | 2013 | 9 | 20 | 22 | 6 | 0 | #DIV/0!
2013-09-20 | 2013-09-20 23:01 | 2013 | 9 | 20 | 23 | 6 | 0 | #DIV/0!
2013-09-21 | 2013-09-21 00:01 | 2013 | 9 | 21 | 24 | 7 | 0 | #DIV/0!
2013-09-21 | 2013-09-21 01:01 | 2013 | 9 | 21 | 1 | 7 | 0 | #DIV/0!
2013-09-21 | 2013-09-21 02:01 | 2013 | 9 | 21 | 2 | 7 | 0 | #DIV/0!
2013-09-21 | 2013-09-21 03:01 | 2013 | 9 | 21 | 3 | 7 | 0 | #DIV/0!
2013-09-21 | 2013-09-21 04:01 | 2013 | 9 | 21 | 4 | 7 | 0 | #DIV/0!
2013-09-21 | 2013-09-21 05:01 | 2013 | 9 | 21 | 5 | 7 | 0 | #DIV/0!
2013-09-21 | 2013-09-21 06:01 | 2013 | 9 | 21 | 6 | 7 | 0 | #DIV/0!
2013-09-21 | 2013-09-21 07:01 | 2013 | 9 | 21 | 7 | 7 | 0 | #DIV/0!
2013-09-21 | 2013-09-21 08:01 | 2013 | 9 | 21 | 8 | 7 | 0 | #DIV/0!
2013-09-21 | 2013-09-21 09:01 | 2013 | 9 | 21 | 9 | 7 | 0 | #DIV/0!
2013-09-21 | 2013-09-21 10:01 | 2013 | 9 | 21 | 10 | 7 | 0 | #DIV/0!
2013-09-21 | 2013-09-21 11:01 | 2013 | 9 | 21 | 11 | 7 | 0 | #DIV/0!
2013-09-21 | 2013-09-21 12:01 | 2013 | 9 | 21 | 12 | 7 | 0 | #DIV/0!
2013-09-21 | 2013-09-21 13:01 | 2013 | 9 | 21 | 13 | 7 | 0 | #DIV/0!
2013-09-21 | 2013-09-21 14:01 | 2013 | 9 | 21 | 14 | 7 | 0 | #DIV/0!
2013-09-21 | 2013-09-21 15:01 | 2013 | 9 | 21 | 15 | 7 | 0 | #DIV/0!
2013-09-21 | 2013-09-21 16:01 | 2013 | 9 | 21 | 16 | 7 | 0 | #DIV/0!
2013-09-21 | 2013-09-21 17:01 | 2013 | 9 | 21 | 17 | 7 | 0 | #DIV/0!
2013-09-21 | 2013-09-21 18:01 | 2013 | 9 | 21 | 18 | 7 | 0 | #DIV/0!
2013-09-21 | 2013-09-21 19:01 | 2013 | 9 | 21 | 19 | 7 | 0 | #DIV/0!
2013-09-21 | 2013-09-21 20:01 | 2013 | 9 | 21 | 20 | 7 | 0 | #DIV/0!
2013-09-21 | 2013-09-21 21:01 | 2013 | 9 | 21 | 21 | 7 | 0 | #DIV/0!
2013-09-21 | 2013-09-21 22:01 | 2013 | 9 | 21 | 22 | 7 | 0 | #DIV/0!
2013-09-21 | 2013-09-21 23:01 | 2013 | 9 | 21 | 23 | 7 | 0 | #DIV/0!
2013-09-22 | 2013-09-22 00:01 | 2013 | 9 | 22 | 24 | 1 | 0 | #DIV/0!
2013-09-22 | 2013-09-22 01:01 | 2013 | 9 | 22 | 1 | 1 | 0 | #DIV/0!
2013-09-22 | 2013-09-22 02:01 | 2013 | 9 | 22 | 2 | 1 | 0 | #DIV/0!
2013-09-22 | 2013-09-22 03:01 | 2013 | 9 | 22 | 3 | 1 | 0 | #DIV/0!
2013-09-22 | 2013-09-22 04:01 | 2013 | 9 | 22 | 4 | 1 | 0 | #DIV/0!
2013-09-22 | 2013-09-22 05:01 | 2013 | 9 | 22 | 5 | 1 | 0 | #DIV/0!
2013-09-22 | 2013-09-22 06:01 | 2013 | 9 | 22 | 6 | 1 | 0 | #DIV/0!
2013-09-22 | 2013-09-22 07:01 | 2013 | 9 | 22 | 7 | 1 | 0 | #DIV/0!
2013-09-22 | 2013-09-22 08:01 | 2013 | 9 | 22 | 8 | 1 | 0 | #DIV/0!
2013-09-22 | 2013-09-22 09:01 | 2013 | 9 | 22 | 9 | 1 | 0 | #DIV/0!
2013-09-22 | 2013-09-22 10:01 | 2013 | 9 | 22 | 10 | 1 | 0 | #DIV/0!
2013-09-22 | 2013-09-22 11:01 | 2013 | 9 | 22 | 11 | 1 | 0 | #DIV/0!
2013-09-22 | 2013-09-22 12:01 | 2013 | 9 | 22 | 12 | 1 | 0 | #DIV/0!
2013-09-22 | 2013-09-22 13:01 | 2013 | 9 | 22 | 13 | 1 | 0 | #DIV/0!
2013-09-22 | 2013-09-22 14:01 | 2013 | 9 | 22 | 14 | 1 | 0 | #DIV/0!
2013-09-22 | 2013-09-22 15:01 | 2013 | 9 | 22 | 15 | 1 | 0 | #DIV/0!
2013-09-22 | 2013-09-22 16:01 | 2013 | 9 | 22 | 16 | 1 | 0 | #DIV/0!
2013-09-22 | 2013-09-22 17:01 | 2013 | 9 | 22 | 17 | 1 | 0 | #DIV/0!
2013-09-22 | 2013-09-22 18:01 | 2013 | 9 | 22 | 18 | 1 | 0 | #DIV/0!
2013-09-22 | 2013-09-22 19:01 | 2013 | 9 | 22 | 19 | 1 | 0 | #DIV/0!
2013-09-22 | 2013-09-22 20:01 | 2013 | 9 | 22 | 20 | 1 | 0 | #DIV/0!
2013-09-22 | 2013-09-22 21:01 | 2013 | 9 | 22 | 21 | 1 | 0 | #DIV/0!
2013-09-22 | 2013-09-22 22:01 | 2013 | 9 | 22 | 22 | 1 | 0 | #DIV/0!
2013-09-22 | 2013-09-22 23:01 | 2013 | 9 | 22 | 23 | 1 | 0 | #DIV/0!
2013-09-23 | 2013-09-23 00:01 | 2013 | 9 | 23 | 24 | 2 | 0 | #DIV/0!
2013-09-23 | 2013-09-23 01:01 | 2013 | 9 | 23 | 1 | 2 | 0 | #DIV/0!
2013-09-23 | 2013-09-23 02:01 | 2013 | 9 | 23 | 2 | 2 | 0 | #DIV/0!
2013-09-23 | 2013-09-23 03:01 | 2013 | 9 | 23 | 3 | 2 | 0 | #DIV/0!
2013-09-23 | 2013-09-23 04:01 | 2013 | 9 | 23 | 4 | 2 | 0 | #DIV/0!
2013-09-23 | 2013-09-23 05:01 | 2013 | 9 | 23 | 5 | 2 | 0 | #DIV/0!
2013-09-23 | 2013-09-23 06:01 | 2013 | 9 | 23 | 6 | 2 | 0 | #DIV/0!
2013-09-23 | 2013-09-23 07:01 | 2013 | 9 | 23 | 7 | 2 | 0 | #DIV/0!
2013-09-23 | 2013-09-23 08:01 | 2013 | 9 | 23 | 8 | 2 | 0 | #DIV/0!
2013-09-23 | 2013-09-23 09:01 | 2013 | 9 | 23 | 9 | 2 | 0 | #DIV/0!
2013-09-23 | 2013-09-23 10:01 | 2013 | 9 | 23 | 10 | 2 | 0 | #DIV/0!
2013-09-23 | 2013-09-23 11:01 | 2013 | 9 | 23 | 11 | 2 | 0 | #DIV/0!
2013-09-23 | 2013-09-23 12:01 | 2013 | 9 | 23 | 12 | 2 | 0 | #DIV/0!
2013-09-23 | 2013-09-23 13:01 | 2013 | 9 | 23 | 13 | 2 | 0 | #DIV/0!
2013-09-23 | 2013-09-23 14:01 | 2013 | 9 | 23 | 14 | 2 | 0 | #DIV/0!
2013-09-23 | 2013-09-23 15:01 | 2013 | 9 | 23 | 15 | 2 | 0 | #DIV/0!
2013-09-23 | 2013-09-23 16:01 | 2013 | 9 | 23 | 16 | 2 | 0 | #DIV/0!
2013-09-23 | 2013-09-23 17:01 | 2013 | 9 | 23 | 17 | 2 | 0 | #DIV/0!
2013-09-23 | 2013-09-23 18:01 | 2013 | 9 | 23 | 18 | 2 | 0 | #DIV/0!
2013-09-23 | 2013-09-23 19:01 | 2013 | 9 | 23 | 19 | 2 | 0 | #DIV/0!
2013-09-23 | 2013-09-23 20:01 | 2013 | 9 | 23 | 20 | 2 | 0 | #DIV/0!
2013-09-23 | 2013-09-23 21:01 | 2013 | 9 | 23 | 21 | 2 | 0 | #DIV/0!
2013-09-23 | 2013-09-23 22:01 | 2013 | 9 | 23 | 22 | 2 | 0 | #DIV/0!
2013-09-23 | 2013-09-23 23:01 | 2013 | 9 | 23 | 23 | 2 | 0 | #DIV/0!
2013-09-24 | 2013-09-24 00:01 | 2013 | 9 | 24 | 24 | 3 | 0 | #DIV/0!
2013-09-24 | 2013-09-24 01:01 | 2013 | 9 | 24 | 1 | 3 | 0 | #DIV/0!
2013-09-24 | 2013-09-24 02:01 | 2013 | 9 | 24 | 2 | 3 | 0 | #DIV/0!
2013-09-24 | 2013-09-24 03:01 | 2013 | 9 | 24 | 3 | 3 | 0 | #DIV/0!
2013-09-24 | 2013-09-24 04:01 | 2013 | 9 | 24 | 4 | 3 | 0 | #DIV/0!
2013-09-24 | 2013-09-24 05:01 | 2013 | 9 | 24 | 5 | 3 | 0 | #DIV/0!
2013-09-24 | 2013-09-24 06:01 | 2013 | 9 | 24 | 6 | 3 | 0 | #DIV/0!
2013-09-24 | 2013-09-24 07:01 | 2013 | 9 | 24 | 7 | 3 | 0 | #DIV/0!
2013-09-24 | 2013-09-24 08:01 | 2013 | 9 | 24 | 8 | 3 | 0 | #DIV/0!
2013-09-24 | 2013-09-24 09:01 | 2013 | 9 | 24 | 9 | 3 | 0 | #DIV/0!
2013-09-24 | 2013-09-24 10:01 | 2013 | 9 | 24 | 10 | 3 | 0 | #DIV/0!
2013-09-24 | 2013-09-24 11:01 | 2013 | 9 | 24 | 11 | 3 | 0 | #DIV/0!
2013-09-24 | 2013-09-24 12:01 | 2013 | 9 | 24 | 12 | 3 | 0 | #DIV/0!
2013-09-24 | 2013-09-24 13:01 | 2013 | 9 | 24 | 13 | 3 | 0 | #DIV/0!
2013-09-24 | 2013-09-24 14:01 | 2013 | 9 | 24 | 14 | 3 | 0 | #DIV/0!
2013-09-24 | 2013-09-24 15:01 | 2013 | 9 | 24 | 15 | 3 | 0 | #DIV/0!
2013-09-24 | 2013-09-24 16:01 | 2013 | 9 | 24 | 16 | 3 | 0 | #DIV/0!
2013-09-24 | 2013-09-24 17:01 | 2013 | 9 | 24 | 17 | 3 | 0 | #DIV/0!
2013-09-24 | 2013-09-24 18:01 | 2013 | 9 | 24 | 18 | 3 | 0 | #DIV/0!
2013-09-24 | 2013-09-24 19:01 | 2013 | 9 | 24 | 19 | 3 | 0 | #DIV/0!
2013-09-24 | 2013-09-24 20:01 | 2013 | 9 | 24 | 20 | 3 | 0 | #DIV/0!
2013-09-24 | 2013-09-24 21:01 | 2013 | 9 | 24 | 21 | 3 | 0 | #DIV/0!
2013-09-24 | 2013-09-24 22:01 | 2013 | 9 | 24 | 22 | 3 | 0 | #DIV/0!
2013-09-24 | 2013-09-24 23:01 | 2013 | 9 | 24 | 23 | 3 | 0 | #DIV/0!
2013-09-25 | 2013-09-25 00:01 | 2013 | 9 | 25 | 24 | 4 | 0 | #DIV/0!
2013-09-25 | 2013-09-25 01:01 | 2013 | 9 | 25 | 1 | 4 | 0 | #DIV/0!
2013-09-25 | 2013-09-25 02:01 | 2013 | 9 | 25 | 2 | 4 | 0 | #DIV/0!
2013-09-25 | 2013-09-25 03:01 | 2013 | 9 | 25 | 3 | 4 | 0 | #DIV/0!
2013-09-25 | 2013-09-25 04:01 | 2013 | 9 | 25 | 4 | 4 | 0 | #DIV/0!
2013-09-25 | 2013-09-25 05:01 | 2013 | 9 | 25 | 5 | 4 | 0 | #DIV/0!
2013-09-25 | 2013-09-25 06:01 | 2013 | 9 | 25 | 6 | 4 | 0 | #DIV/0!
2013-09-25 | 2013-09-25 07:01 | 2013 | 9 | 25 | 7 | 4 | 0 | #DIV/0!
2013-09-25 | 2013-09-25 08:01 | 2013 | 9 | 25 | 8 | 4 | 0 | #DIV/0!
2013-09-25 | 2013-09-25 09:01 | 2013 | 9 | 25 | 9 | 4 | 0 | #DIV/0!
2013-09-25 | 2013-09-25 10:01 | 2013 | 9 | 25 | 10 | 4 | 0 | #DIV/0!
2013-09-25 | 2013-09-25 11:01 | 2013 | 9 | 25 | 11 | 4 | 0 | #DIV/0!
2013-09-25 | 2013-09-25 12:01 | 2013 | 9 | 25 | 12 | 4 | 0 | #DIV/0!
2013-09-25 | 2013-09-25 13:01 | 2013 | 9 | 25 | 13 | 4 | 0 | #DIV/0!
2013-09-25 | 2013-09-25 14:01 | 2013 | 9 | 25 | 14 | 4 | 0 | #DIV/0!
2013-09-25 | 2013-09-25 15:01 | 2013 | 9 | 25 | 15 | 4 | 0 | #DIV/0!
2013-09-25 | 2013-09-25 16:01 | 2013 | 9 | 25 | 16 | 4 | 0 | #DIV/0!
2013-09-25 | 2013-09-25 17:01 | 2013 | 9 | 25 | 17 | 4 | 0 | #DIV/0!
2013-09-25 | 2013-09-25 18:01 | 2013 | 9 | 25 | 18 | 4 | 0 | #DIV/0!
2013-09-25 | 2013-09-25 19:01 | 2013 | 9 | 25 | 19 | 4 | 0 | #DIV/0!
2013-09-25 | 2013-09-25 20:01 | 2013 | 9 | 25 | 20 | 4 | 0 | #DIV/0!
2013-09-25 | 2013-09-25 21:01 | 2013 | 9 | 25 | 21 | 4 | 0 | #DIV/0!
2013-09-25 | 2013-09-25 22:01 | 2013 | 9 | 25 | 22 | 4 | 0 | #DIV/0!
2013-09-25 | 2013-09-25 23:01 | 2013 | 9 | 25 | 23 | 4 | 0 | #DIV/0!
2013-09-26 | 2013-09-26 00:01 | 2013 | 9 | 26 | 24 | 5 | 0 | #DIV/0!
2013-09-26 | 2013-09-26 01:01 | 2013 | 9 | 26 | 1 | 5 | 0 | #DIV/0!
2013-09-26 | 2013-09-26 02:01 | 2013 | 9 | 26 | 2 | 5 | 0 | #DIV/0!
2013-09-26 | 2013-09-26 03:01 | 2013 | 9 | 26 | 3 | 5 | 0 | #DIV/0!
2013-09-26 | 2013-09-26 04:01 | 2013 | 9 | 26 | 4 | 5 | 0 | #DIV/0!
2013-09-26 | 2013-09-26 05:01 | 2013 | 9 | 26 | 5 | 5 | 0 | #DIV/0!
2013-09-26 | 2013-09-26 06:01 | 2013 | 9 | 26 | 6 | 5 | 0 | #DIV/0!
2013-09-26 | 2013-09-26 07:01 | 2013 | 9 | 26 | 7 | 5 | 0 | #DIV/0!
2013-09-26 | 2013-09-26 08:01 | 2013 | 9 | 26 | 8 | 5 | 0 | #DIV/0!
2013-09-26 | 2013-09-26 09:01 | 2013 | 9 | 26 | 9 | 5 | 0 | #DIV/0!
2013-09-26 | 2013-09-26 10:01 | 2013 | 9 | 26 | 10 | 5 | 0 | #DIV/0!
2013-09-26 | 2013-09-26 11:01 | 2013 | 9 | 26 | 11 | 5 | 0 | #DIV/0!
2013-09-26 | 2013-09-26 12:01 | 2013 | 9 | 26 | 12 | 5 | 0 | #DIV/0!
2013-09-26 | 2013-09-26 13:01 | 2013 | 9 | 26 | 13 | 5 | 0 | #DIV/0!
2013-09-26 | 2013-09-26 14:01 | 2013 | 9 | 26 | 14 | 5 | 0 | #DIV/0!
2013-09-26 | 2013-09-26 15:01 | 2013 | 9 | 26 | 15 | 5 | 0 | #DIV/0!
2013-09-26 | 2013-09-26 16:01 | 2013 | 9 | 26 | 16 | 5 | 0 | #DIV/0!
2013-09-26 | 2013-09-26 17:01 | 2013 | 9 | 26 | 17 | 5 | 0 | #DIV/0!
2013-09-26 | 2013-09-26 18:01 | 2013 | 9 | 26 | 18 | 5 | 0 | #DIV/0!
2013-09-26 | 2013-09-26 19:01 | 2013 | 9 | 26 | 19 | 5 | 0 | #DIV/0!
2013-09-26 | 2013-09-26 20:01 | 2013 | 9 | 26 | 20 | 5 | 0 | #DIV/0!
2013-09-26 | 2013-09-26 21:01 | 2013 | 9 | 26 | 21 | 5 | 0 | #DIV/0!
2013-09-26 | 2013-09-26 22:01 | 2013 | 9 | 26 | 22 | 5 | 0 | #DIV/0!
2013-09-26 | 2013-09-26 23:01 | 2013 | 9 | 26 | 23 | 5 | 0 | #DIV/0!
2013-09-27 | 2013-09-27 00:01 | 2013 | 9 | 27 | 24 | 6 | 0 | #DIV/0!
2013-09-27 | 2013-09-27 01:01 | 2013 | 9 | 27 | 1 | 6 | 0 | #DIV/0!
2013-09-27 | 2013-09-27 02:01 | 2013 | 9 | 27 | 2 | 6 | 0 | #DIV/0!
2013-09-27 | 2013-09-27 03:01 | 2013 | 9 | 27 | 3 | 6 | 0 | #DIV/0!
2013-09-27 | 2013-09-27 04:01 | 2013 | 9 | 27 | 4 | 6 | 0 | #DIV/0!
2013-09-27 | 2013-09-27 05:01 | 2013 | 9 | 27 | 5 | 6 | 0 | #DIV/0!
2013-09-27 | 2013-09-27 06:01 | 2013 | 9 | 27 | 6 | 6 | 0 | #DIV/0!
2013-09-27 | 2013-09-27 07:01 | 2013 | 9 | 27 | 7 | 6 | 0 | #DIV/0!
2013-09-27 | 2013-09-27 08:01 | 2013 | 9 | 27 | 8 | 6 | 0 | #DIV/0!
2013-09-27 | 2013-09-27 09:01 | 2013 | 9 | 27 | 9 | 6 | 0 | #DIV/0!
2013-09-27 | 2013-09-27 10:01 | 2013 | 9 | 27 | 10 | 6 | 0 | #DIV/0!
2013-09-27 | 2013-09-27 11:01 | 2013 | 9 | 27 | 11 | 6 | 0 | #DIV/0!
2013-09-27 | 2013-09-27 12:01 | 2013 | 9 | 27 | 12 | 6 | 0 | #DIV/0!
2013-09-27 | 2013-09-27 13:01 | 2013 | 9 | 27 | 13 | 6 | 0 | #DIV/0!
2013-09-27 | 2013-09-27 14:01 | 2013 | 9 | 27 | 14 | 6 | 0 | #DIV/0!
2013-09-27 | 2013-09-27 15:01 | 2013 | 9 | 27 | 15 | 6 | 0 | #DIV/0!
2013-09-27 | 2013-09-27 16:01 | 2013 | 9 | 27 | 16 | 6 | 0 | #DIV/0!
2013-09-27 | 2013-09-27 17:01 | 2013 | 9 | 27 | 17 | 6 | 0 | #DIV/0!
2013-09-27 | 2013-09-27 18:01 | 2013 | 9 | 27 | 18 | 6 | 0 | #DIV/0!
2013-09-27 | 2013-09-27 19:01 | 2013 | 9 | 27 | 19 | 6 | 0 | #DIV/0!
2013-09-27 | 2013-09-27 20:01 | 2013 | 9 | 27 | 20 | 6 | 0 | #DIV/0!
2013-09-27 | 2013-09-27 21:01 | 2013 | 9 | 27 | 21 | 6 | 0 | #DIV/0!
2013-09-27 | 2013-09-27 22:01 | 2013 | 9 | 27 | 22 | 6 | 0 | #DIV/0!
2013-09-27 | 2013-09-27 23:01 | 2013 | 9 | 27 | 23 | 6 | 0 | #DIV/0!
2013-09-28 | 2013-09-28 00:01 | 2013 | 9 | 28 | 24 | 7 | 0 | #DIV/0!
2013-09-28 | 2013-09-28 01:01 | 2013 | 9 | 28 | 1 | 7 | 0 | #DIV/0!
2013-09-28 | 2013-09-28 02:01 | 2013 | 9 | 28 | 2 | 7 | 0 | #DIV/0!
2013-09-28 | 2013-09-28 03:01 | 2013 | 9 | 28 | 3 | 7 | 0 | #DIV/0!
2013-09-28 | 2013-09-28 04:01 | 2013 | 9 | 28 | 4 | 7 | 0 | #DIV/0!
2013-09-28 | 2013-09-28 05:01 | 2013 | 9 | 28 | 5 | 7 | 0 | #DIV/0!
2013-09-28 | 2013-09-28 06:01 | 2013 | 9 | 28 | 6 | 7 | 0 | #DIV/0!
2013-09-28 | 2013-09-28 07:01 | 2013 | 9 | 28 | 7 | 7 | 0 | #DIV/0!
2013-09-28 | 2013-09-28 08:01 | 2013 | 9 | 28 | 8 | 7 | 0 | #DIV/0!
2013-09-28 | 2013-09-28 09:01 | 2013 | 9 | 28 | 9 | 7 | 0 | #DIV/0!
2013-09-28 | 2013-09-28 10:01 | 2013 | 9 | 28 | 10 | 7 | 0 | #DIV/0!
2013-09-28 | 2013-09-28 11:01 | 2013 | 9 | 28 | 11 | 7 | 0 | #DIV/0!
2013-09-28 | 2013-09-28 12:01 | 2013 | 9 | 28 | 12 | 7 | 0 | #DIV/0!
2013-09-28 | 2013-09-28 13:01 | 2013 | 9 | 28 | 13 | 7 | 0 | #DIV/0!
2013-09-28 | 2013-09-28 14:01 | 2013 | 9 | 28 | 14 | 7 | 0 | #DIV/0!
2013-09-28 | 2013-09-28 15:01 | 2013 | 9 | 28 | 15 | 7 | 0 | #DIV/0!
2013-09-28 | 2013-09-28 16:01 | 2013 | 9 | 28 | 16 | 7 | 0 | #DIV/0!
2013-09-28 | 2013-09-28 17:01 | 2013 | 9 | 28 | 17 | 7 | 0 | #DIV/0!
2013-09-28 | 2013-09-28 18:01 | 2013 | 9 | 28 | 18 | 7 | 0 | #DIV/0!
2013-09-28 | 2013-09-28 19:01 | 2013 | 9 | 28 | 19 | 7 | 0 | #DIV/0!
2013-09-28 | 2013-09-28 20:01 | 2013 | 9 | 28 | 20 | 7 | 0 | #DIV/0!
2013-09-28 | 2013-09-28 21:01 | 2013 | 9 | 28 | 21 | 7 | 0 | #DIV/0!
2013-09-28 | 2013-09-28 22:01 | 2013 | 9 | 28 | 22 | 7 | 0 | #DIV/0!
2013-09-28 | 2013-09-28 23:01 | 2013 | 9 | 28 | 23 | 7 | 0 | #DIV/0!
2013-09-29 | 2013-09-29 00:01 | 2013 | 9 | 29 | 24 | 1 | 0 | #DIV/0!
2013-09-29 | 2013-09-29 01:01 | 2013 | 9 | 29 | 1 | 1 | 0 | #DIV/0!
2013-09-29 | 2013-09-29 02:01 | 2013 | 9 | 29 | 2 | 1 | 0 | #DIV/0!
2013-09-29 | 2013-09-29 03:01 | 2013 | 9 | 29 | 3 | 1 | 0 | #DIV/0!
2013-09-29 | 2013-09-29 04:01 | 2013 | 9 | 29 | 4 | 1 | 0 | #DIV/0!
2013-09-29 | 2013-09-29 05:01 | 2013 | 9 | 29 | 5 | 1 | 0 | #DIV/0!
2013-09-29 | 2013-09-29 06:01 | 2013 | 9 | 29 | 6 | 1 | 0 | #DIV/0!
2013-09-29 | 2013-09-29 07:01 | 2013 | 9 | 29 | 7 | 1 | 0 | #DIV/0!
2013-09-29 | 2013-09-29 08:01 | 2013 | 9 | 29 | 8 | 1 | 0 | #DIV/0!
2013-09-29 | 2013-09-29 09:01 | 2013 | 9 | 29 | 9 | 1 | 0 | #DIV/0!
2013-09-29 | 2013-09-29 10:01 | 2013 | 9 | 29 | 10 | 1 | 0 | #DIV/0!
2013-09-29 | 2013-09-29 11:01 | 2013 | 9 | 29 | 11 | 1 | 0 | #DIV/0!
2013-09-29 | 2013-09-29 12:01 | 2013 | 9 | 29 | 12 | 1 | 0 | #DIV/0!
2013-09-29 | 2013-09-29 13:01 | 2013 | 9 | 29 | 13 | 1 | 0 | #DIV/0!
2013-09-29 | 2013-09-29 14:01 | 2013 | 9 | 29 | 14 | 1 | 0 | #DIV/0!
2013-09-29 | 2013-09-29 15:01 | 2013 | 9 | 29 | 15 | 1 | 0 | #DIV/0!
2013-09-29 | 2013-09-29 16:01 | 2013 | 9 | 29 | 16 | 1 | 0 | #DIV/0!
2013-09-29 | 2013-09-29 17:01 | 2013 | 9 | 29 | 17 | 1 | 0 | #DIV/0!
2013-09-29 | 2013-09-29 18:01 | 2013 | 9 | 29 | 18 | 1 | 0 | #DIV/0!
2013-09-29 | 2013-09-29 19:01 | 2013 | 9 | 29 | 19 | 1 | 0 | #DIV/0!
2013-09-29 | 2013-09-29 20:01 | 2013 | 9 | 29 | 20 | 1 | 0 | #DIV/0!
2013-09-29 | 2013-09-29 21:01 | 2013 | 9 | 29 | 21 | 1 | 0 | #DIV/0!
2013-09-29 | 2013-09-29 22:01 | 2013 | 9 | 29 | 22 | 1 | 0 | #DIV/0!
2013-09-29 | 2013-09-29 23:01 | 2013 | 9 | 29 | 23 | 1 | 0 | #DIV/0!
2013-09-30 | 2013-09-30 00:01 | 2013 | 9 | 30 | 24 | 2 | 0 | #DIV/0!
2013-09-30 | 2013-09-30 01:01 | 2013 | 9 | 30 | 1 | 2 | 0 | #DIV/0!
2013-09-30 | 2013-09-30 02:01 | 2013 | 9 | 30 | 2 | 2 | 0 | #DIV/0!
2013-09-30 | 2013-09-30 03:01 | 2013 | 9 | 30 | 3 | 2 | 0 | #DIV/0!
2013-09-30 | 2013-09-30 04:01 | 2013 | 9 | 30 | 4 | 2 | 0 | #DIV/0!
2013-09-30 | 2013-09-30 05:01 | 2013 | 9 | 30 | 5 | 2 | 0 | #DIV/0!
2013-09-30 | 2013-09-30 06:01 | 2013 | 9 | 30 | 6 | 2 | 0 | #DIV/0!
2013-09-30 | 2013-09-30 07:01 | 2013 | 9 | 30 | 7 | 2 | 0 | #DIV/0!
2013-09-30 | 2013-09-30 08:01 | 2013 | 9 | 30 | 8 | 2 | 0 | #DIV/0!
2013-09-30 | 2013-09-30 09:01 | 2013 | 9 | 30 | 9 | 2 | 0 | #DIV/0!
2013-09-30 | 2013-09-30 10:01 | 2013 | 9 | 30 | 10 | 2 | 0 | #DIV/0!
2013-09-30 | 2013-09-30 11:01 | 2013 | 9 | 30 | 11 | 2 | 0 | #DIV/0!
2013-09-30 | 2013-09-30 12:01 | 2013 | 9 | 30 | 12 | 2 | 0 | #DIV/0!
2013-09-30 | 2013-09-30 13:01 | 2013 | 9 | 30 | 13 | 2 | 0 | #DIV/0!
2013-09-30 | 2013-09-30 14:01 | 2013 | 9 | 30 | 14 | 2 | 0 | #DIV/0!
2013-09-30 | 2013-09-30 15:01 | 2013 | 9 | 30 | 15 | 2 | 0 | #DIV/0!
2013-09-30 | 2013-09-30 16:01 | 2013 | 9 | 30 | 16 | 2 | 0 | #DIV/0!
2013-09-30 | 2013-09-30 17:01 | 2013 | 9 | 30 | 17 | 2 | 0 | #DIV/0!
2013-09-30 | 2013-09-30 18:01 | 2013 | 9 | 30 | 18 | 2 | 0 | #DIV/0!
2013-09-30 | 2013-09-30 19:01 | 2013 | 9 | 30 | 19 | 2 | 0 | #DIV/0!
2013-09-30 | 2013-09-30 20:01 | 2013 | 9 | 30 | 20 | 2 | 0 | #DIV/0!
2013-09-30 | 2013-09-30 21:01 | 2013 | 9 | 30 | 21 | 2 | 0 | #DIV/0!
2013-09-30 | 2013-09-30 22:01 | 2013 | 9 | 30 | 22 | 2 | 0 | #DIV/0!
2013-09-30 | 2013-09-30 23:01 | 2013 | 9 | 30 | 23 | 2 | 0 | #DIV/0!
2013-10-01 | 2013-10-01 00:01 | 2013 | 10 | 1 | 24 | 3 | 0 | #DIV/0!
2013-10-01 | 2013-10-01 01:01 | 2013 | 10 | 1 | 1 | 3 | 0 | #DIV/0!
2013-10-01 | 2013-10-01 02:01 | 2013 | 10 | 1 | 2 | 3 | 0 | #DIV/0!
2013-10-01 | 2013-10-01 03:01 | 2013 | 10 | 1 | 3 | 3 | 0 | #DIV/0!
2013-10-01 | 2013-10-01 04:01 | 2013 | 10 | 1 | 4 | 3 | 0 | #DIV/0!
2013-10-01 | 2013-10-01 05:01 | 2013 | 10 | 1 | 5 | 3 | 0 | #DIV/0!
2013-10-01 | 2013-10-01 06:01 | 2013 | 10 | 1 | 6 | 3 | 0 | #DIV/0!
2013-10-01 | 2013-10-01 07:01 | 2013 | 10 | 1 | 7 | 3 | 0 | #DIV/0!
2013-10-01 | 2013-10-01 08:01 | 2013 | 10 | 1 | 8 | 3 | 0 | #DIV/0!
2013-10-01 | 2013-10-01 09:01 | 2013 | 10 | 1 | 9 | 3 | 0 | #DIV/0!
2013-10-01 | 2013-10-01 10:01 | 2013 | 10 | 1 | 10 | 3 | 0 | #DIV/0!
2013-10-01 | 2013-10-01 11:01 | 2013 | 10 | 1 | 11 | 3 | 0 | #DIV/0!
2013-10-01 | 2013-10-01 12:01 | 2013 | 10 | 1 | 12 | 3 | 0 | #DIV/0!
2013-10-01 | 2013-10-01 13:01 | 2013 | 10 | 1 | 13 | 3 | 0 | #DIV/0!
2013-10-01 | 2013-10-01 14:01 | 2013 | 10 | 1 | 14 | 3 | 0 | #DIV/0!
2013-10-01 | 2013-10-01 15:01 | 2013 | 10 | 1 | 15 | 3 | 0 | #DIV/0!
2013-10-01 | 2013-10-01 16:01 | 2013 | 10 | 1 | 16 | 3 | 0 | #DIV/0!
2013-10-01 | 2013-10-01 17:01 | 2013 | 10 | 1 | 17 | 3 | 0 | #DIV/0!
2013-10-01 | 2013-10-01 18:01 | 2013 | 10 | 1 | 18 | 3 | 0 | #DIV/0!
2013-10-01 | 2013-10-01 19:01 | 2013 | 10 | 1 | 19 | 3 | 0 | #DIV/0!
2013-10-01 | 2013-10-01 20:01 | 2013 | 10 | 1 | 20 | 3 | 0 | #DIV/0!
2013-10-01 | 2013-10-01 21:01 | 2013 | 10 | 1 | 21 | 3 | 0 | #DIV/0!
2013-10-01 | 2013-10-01 22:01 | 2013 | 10 | 1 | 22 | 3 | 0 | #DIV/0!
2013-10-01 | 2013-10-01 23:01 | 2013 | 10 | 1 | 23 | 3 | 0 | #DIV/0!
2013-10-02 | 2013-10-02 00:01 | 2013 | 10 | 2 | 24 | 4 | 0 | #DIV/0!
2013-10-02 | 2013-10-02 01:01 | 2013 | 10 | 2 | 1 | 4 | 0 | #DIV/0!
2013-10-02 | 2013-10-02 02:01 | 2013 | 10 | 2 | 2 | 4 | 0 | #DIV/0!
2013-10-02 | 2013-10-02 03:01 | 2013 | 10 | 2 | 3 | 4 | 0 | #DIV/0!
2013-10-02 | 2013-10-02 04:01 | 2013 | 10 | 2 | 4 | 4 | 0 | #DIV/0!
2013-10-02 | 2013-10-02 05:01 | 2013 | 10 | 2 | 5 | 4 | 0 | #DIV/0!
2013-10-02 | 2013-10-02 06:01 | 2013 | 10 | 2 | 6 | 4 | 0 | #DIV/0!
2013-10-02 | 2013-10-02 07:01 | 2013 | 10 | 2 | 7 | 4 | 0 | #DIV/0!
2013-10-02 | 2013-10-02 08:01 | 2013 | 10 | 2 | 8 | 4 | 0 | #DIV/0!
2013-10-02 | 2013-10-02 09:01 | 2013 | 10 | 2 | 9 | 4 | 0 | #DIV/0!
2013-10-02 | 2013-10-02 10:01 | 2013 | 10 | 2 | 10 | 4 | 0 | #DIV/0!
2013-10-02 | 2013-10-02 11:01 | 2013 | 10 | 2 | 11 | 4 | 0 | #DIV/0!
2013-10-02 | 2013-10-02 12:01 | 2013 | 10 | 2 | 12 | 4 | 0 | #DIV/0!
2013-10-02 | 2013-10-02 13:01 | 2013 | 10 | 2 | 13 | 4 | 0 | #DIV/0!
2013-10-02 | 2013-10-02 14:01 | 2013 | 10 | 2 | 14 | 4 | 0 | #DIV/0!
2013-10-02 | 2013-10-02 15:01 | 2013 | 10 | 2 | 15 | 4 | 0 | #DIV/0!
2013-10-02 | 2013-10-02 16:01 | 2013 | 10 | 2 | 16 | 4 | 0 | #DIV/0!
2013-10-02 | 2013-10-02 17:01 | 2013 | 10 | 2 | 17 | 4 | 0 | #DIV/0!
2013-10-02 | 2013-10-02 18:01 | 2013 | 10 | 2 | 18 | 4 | 0 | #DIV/0!
2013-10-02 | 2013-10-02 19:01 | 2013 | 10 | 2 | 19 | 4 | 0 | #DIV/0!
2013-10-02 | 2013-10-02 20:01 | 2013 | 10 | 2 | 20 | 4 | 0 | #DIV/0!
2013-10-02 | 2013-10-02 21:01 | 2013 | 10 | 2 | 21 | 4 | 0 | #DIV/0!
2013-10-02 | 2013-10-02 22:01 | 2013 | 10 | 2 | 22 | 4 | 0 | #DIV/0!
2013-10-02 | 2013-10-02 23:01 | 2013 | 10 | 2 | 23 | 4 | 0 | #DIV/0!
2013-10-03 | 2013-10-03 00:01 | 2013 | 10 | 3 | 24 | 5 | 0 | #DIV/0!
2013-10-03 | 2013-10-03 01:01 | 2013 | 10 | 3 | 1 | 5 | 0 | #DIV/0!
2013-10-03 | 2013-10-03 02:01 | 2013 | 10 | 3 | 2 | 5 | 0 | #DIV/0!
2013-10-03 | 2013-10-03 03:01 | 2013 | 10 | 3 | 3 | 5 | 0 | #DIV/0!
2013-10-03 | 2013-10-03 04:01 | 2013 | 10 | 3 | 4 | 5 | 0 | #DIV/0!
2013-10-03 | 2013-10-03 05:01 | 2013 | 10 | 3 | 5 | 5 | 0 | #DIV/0!
2013-10-03 | 2013-10-03 06:01 | 2013 | 10 | 3 | 6 | 5 | 0 | #DIV/0!
2013-10-03 | 2013-10-03 07:01 | 2013 | 10 | 3 | 7 | 5 | 0 | #DIV/0!
2013-10-03 | 2013-10-03 08:01 | 2013 | 10 | 3 | 8 | 5 | 0 | #DIV/0!
2013-10-03 | 2013-10-03 09:01 | 2013 | 10 | 3 | 9 | 5 | 0 | #DIV/0!
2013-10-03 | 2013-10-03 10:01 | 2013 | 10 | 3 | 10 | 5 | 0 | #DIV/0!
2013-10-03 | 2013-10-03 11:01 | 2013 | 10 | 3 | 11 | 5 | 0 | #DIV/0!
2013-10-03 | 2013-10-03 12:01 | 2013 | 10 | 3 | 12 | 5 | 0 | #DIV/0!
2013-10-03 | 2013-10-03 13:01 | 2013 | 10 | 3 | 13 | 5 | 0 | #DIV/0!
2013-10-03 | 2013-10-03 14:01 | 2013 | 10 | 3 | 14 | 5 | 0 | #DIV/0!
2013-10-03 | 2013-10-03 15:01 | 2013 | 10 | 3 | 15 | 5 | 0 | #DIV/0!
2013-10-03 | 2013-10-03 16:01 | 2013 | 10 | 3 | 16 | 5 | 0 | #DIV/0!
2013-10-03 | 2013-10-03 17:01 | 2013 | 10 | 3 | 17 | 5 | 0 | #DIV/0!
2013-10-03 | 2013-10-03 18:01 | 2013 | 10 | 3 | 18 | 5 | 0 | #DIV/0!
2013-10-03 | 2013-10-03 19:01 | 2013 | 10 | 3 | 19 | 5 | 0 | #DIV/0!
2013-10-03 | 2013-10-03 20:01 | 2013 | 10 | 3 | 20 | 5 | 0 | #DIV/0!
2013-10-03 | 2013-10-03 21:01 | 2013 | 10 | 3 | 21 | 5 | 0 | #DIV/0!
2013-10-03 | 2013-10-03 22:01 | 2013 | 10 | 3 | 22 | 5 | 0 | #DIV/0!
2013-10-03 | 2013-10-03 23:01 | 2013 | 10 | 3 | 23 | 5 | 0 | #DIV/0!
2013-10-04 | 2013-10-04 00:01 | 2013 | 10 | 4 | 24 | 6 | 0 | #DIV/0!
2013-10-04 | 2013-10-04 01:01 | 2013 | 10 | 4 | 1 | 6 | 0 | #DIV/0!
2013-10-04 | 2013-10-04 02:01 | 2013 | 10 | 4 | 2 | 6 | 0 | #DIV/0!
2013-10-04 | 2013-10-04 03:01 | 2013 | 10 | 4 | 3 | 6 | 0 | #DIV/0!
2013-10-04 | 2013-10-04 04:01 | 2013 | 10 | 4 | 4 | 6 | 0 | #DIV/0!
2013-10-04 | 2013-10-04 05:01 | 2013 | 10 | 4 | 5 | 6 | 0 | #DIV/0!
2013-10-04 | 2013-10-04 06:01 | 2013 | 10 | 4 | 6 | 6 | 0 | #DIV/0!
2013-10-04 | 2013-10-04 07:01 | 2013 | 10 | 4 | 7 | 6 | 0 | #DIV/0!
2013-10-04 | 2013-10-04 08:01 | 2013 | 10 | 4 | 8 | 6 | 0 | #DIV/0!
2013-10-04 | 2013-10-04 09:01 | 2013 | 10 | 4 | 9 | 6 | 0 | #DIV/0!
2013-10-04 | 2013-10-04 10:01 | 2013 | 10 | 4 | 10 | 6 | 0 | #DIV/0!
2013-10-04 | 2013-10-04 11:01 | 2013 | 10 | 4 | 11 | 6 | 0 | #DIV/0!
2013-10-04 | 2013-10-04 12:01 | 2013 | 10 | 4 | 12 | 6 | 0 | #DIV/0!
2013-10-04 | 2013-10-04 13:01 | 2013 | 10 | 4 | 13 | 6 | 0 | #DIV/0!
2013-10-04 | 2013-10-04 14:01 | 2013 | 10 | 4 | 14 | 6 | 0 | #DIV/0!
2013-10-04 | 2013-10-04 15:01 | 2013 | 10 | 4 | 15 | 6 | 0 | #DIV/0!
2013-10-04 | 2013-10-04 16:01 | 2013 | 10 | 4 | 16 | 6 | 0 | #DIV/0!
2013-10-04 | 2013-10-04 17:01 | 2013 | 10 | 4 | 17 | 6 | 0 | #DIV/0!
2013-10-04 | 2013-10-04 18:01 | 2013 | 10 | 4 | 18 | 6 | 0 | #DIV/0!
2013-10-04 | 2013-10-04 19:01 | 2013 | 10 | 4 | 19 | 6 | 0 | #DIV/0!
2013-10-04 | 2013-10-04 20:01 | 2013 | 10 | 4 | 20 | 6 | 0 | #DIV/0!
2013-10-04 | 2013-10-04 21:01 | 2013 | 10 | 4 | 21 | 6 | 0 | #DIV/0!
2013-10-04 | 2013-10-04 22:01 | 2013 | 10 | 4 | 22 | 6 | 0 | #DIV/0!
2013-10-04 | 2013-10-04 23:01 | 2013 | 10 | 4 | 23 | 6 | 0 | #DIV/0!
2013-10-05 | 2013-10-05 00:01 | 2013 | 10 | 5 | 24 | 7 | 0 | #DIV/0!
2013-10-05 | 2013-10-05 01:01 | 2013 | 10 | 5 | 1 | 7 | 0 | #DIV/0!
2013-10-05 | 2013-10-05 02:01 | 2013 | 10 | 5 | 2 | 7 | 0 | #DIV/0!
2013-10-05 | 2013-10-05 03:01 | 2013 | 10 | 5 | 3 | 7 | 0 | #DIV/0!
2013-10-05 | 2013-10-05 04:01 | 2013 | 10 | 5 | 4 | 7 | 0 | #DIV/0!
2013-10-05 | 2013-10-05 05:01 | 2013 | 10 | 5 | 5 | 7 | 0 | #DIV/0!
2013-10-05 | 2013-10-05 06:01 | 2013 | 10 | 5 | 6 | 7 | 0 | #DIV/0!
2013-10-05 | 2013-10-05 07:01 | 2013 | 10 | 5 | 7 | 7 | 0 | #DIV/0!
2013-10-05 | 2013-10-05 08:01 | 2013 | 10 | 5 | 8 | 7 | 0 | #DIV/0!
2013-10-05 | 2013-10-05 09:01 | 2013 | 10 | 5 | 9 | 7 | 0 | #DIV/0!
2013-10-05 | 2013-10-05 10:01 | 2013 | 10 | 5 | 10 | 7 | 0 | #DIV/0!
2013-10-05 | 2013-10-05 11:01 | 2013 | 10 | 5 | 11 | 7 | 0 | #DIV/0!
2013-10-05 | 2013-10-05 12:01 | 2013 | 10 | 5 | 12 | 7 | 0 | #DIV/0!
2013-10-05 | 2013-10-05 13:01 | 2013 | 10 | 5 | 13 | 7 | 0 | #DIV/0!
2013-10-05 | 2013-10-05 14:01 | 2013 | 10 | 5 | 14 | 7 | 0 | #DIV/0!
2013-10-05 | 2013-10-05 15:01 | 2013 | 10 | 5 | 15 | 7 | 0 | #DIV/0!
2013-10-05 | 2013-10-05 16:01 | 2013 | 10 | 5 | 16 | 7 | 0 | #DIV/0!
2013-10-05 | 2013-10-05 17:01 | 2013 | 10 | 5 | 17 | 7 | 0 | #DIV/0!
2013-10-05 | 2013-10-05 18:01 | 2013 | 10 | 5 | 18 | 7 | 0 | #DIV/0!
2013-10-05 | 2013-10-05 19:01 | 2013 | 10 | 5 | 19 | 7 | 0 | #DIV/0!
2013-10-05 | 2013-10-05 20:01 | 2013 | 10 | 5 | 20 | 7 | 0 | #DIV/0!
2013-10-05 | 2013-10-05 21:01 | 2013 | 10 | 5 | 21 | 7 | 0 | #DIV/0!
2013-10-05 | 2013-10-05 22:01 | 2013 | 10 | 5 | 22 | 7 | 0 | #DIV/0!
2013-10-05 | 2013-10-05 23:01 | 2013 | 10 | 5 | 23 | 7 | 0 | #DIV/0!
2013-10-06 | 2013-10-06 00:01 | 2013 | 10 | 6 | 24 | 1 | 0 | #DIV/0!
2013-10-06 | 2013-10-06 01:01 | 2013 | 10 | 6 | 1 | 1 | 0 | #DIV/0!
2013-10-06 | 2013-10-06 02:01 | 2013 | 10 | 6 | 2 | 1 | 0 | #DIV/0!
2013-10-06 | 2013-10-06 03:01 | 2013 | 10 | 6 | 3 | 1 | 0 | #DIV/0!
2013-10-06 | 2013-10-06 04:01 | 2013 | 10 | 6 | 4 | 1 | 0 | #DIV/0!
2013-10-06 | 2013-10-06 05:01 | 2013 | 10 | 6 | 5 | 1 | 0 | #DIV/0!
2013-10-06 | 2013-10-06 06:01 | 2013 | 10 | 6 | 6 | 1 | 0 | #DIV/0!
2013-10-06 | 2013-10-06 07:01 | 2013 | 10 | 6 | 7 | 1 | 0 | #DIV/0!
2013-10-06 | 2013-10-06 08:01 | 2013 | 10 | 6 | 8 | 1 | 0 | #DIV/0!
2013-10-06 | 2013-10-06 09:01 | 2013 | 10 | 6 | 9 | 1 | 0 | #DIV/0!
2013-10-06 | 2013-10-06 10:01 | 2013 | 10 | 6 | 10 | 1 | 0 | #DIV/0!
2013-10-06 | 2013-10-06 11:01 | 2013 | 10 | 6 | 11 | 1 | 0 | #DIV/0!
2013-10-06 | 2013-10-06 12:01 | 2013 | 10 | 6 | 12 | 1 | 0 | #DIV/0!
2013-10-06 | 2013-10-06 13:01 | 2013 | 10 | 6 | 13 | 1 | 0 | #DIV/0!
2013-10-06 | 2013-10-06 14:01 | 2013 | 10 | 6 | 14 | 1 | 0 | #DIV/0!
2013-10-06 | 2013-10-06 15:01 | 2013 | 10 | 6 | 15 | 1 | 0 | #DIV/0!
2013-10-06 | 2013-10-06 16:01 | 2013 | 10 | 6 | 16 | 1 | 0 | #DIV/0!
2013-10-06 | 2013-10-06 17:01 | 2013 | 10 | 6 | 17 | 1 | 0 | #DIV/0!
2013-10-06 | 2013-10-06 18:01 | 2013 | 10 | 6 | 18 | 1 | 0 | #DIV/0!
2013-10-06 | 2013-10-06 19:01 | 2013 | 10 | 6 | 19 | 1 | 0 | #DIV/0!
2013-10-06 | 2013-10-06 20:01 | 2013 | 10 | 6 | 20 | 1 | 0 | #DIV/0!
2013-10-06 | 2013-10-06 21:01 | 2013 | 10 | 6 | 21 | 1 | 0 | #DIV/0!
2013-10-06 | 2013-10-06 22:01 | 2013 | 10 | 6 | 22 | 1 | 0 | #DIV/0!
2013-10-06 | 2013-10-06 23:01 | 2013 | 10 | 6 | 23 | 1 | 0 | #DIV/0!
2013-10-07 | 2013-10-07 00:01 | 2013 | 10 | 7 | 24 | 2 | 0 | #DIV/0!
2013-10-07 | 2013-10-07 01:01 | 2013 | 10 | 7 | 1 | 2 | 0 | #DIV/0!
2013-10-07 | 2013-10-07 02:01 | 2013 | 10 | 7 | 2 | 2 | 0 | #DIV/0!
2013-10-07 | 2013-10-07 03:01 | 2013 | 10 | 7 | 3 | 2 | 0 | #DIV/0!
2013-10-07 | 2013-10-07 04:01 | 2013 | 10 | 7 | 4 | 2 | 0 | #DIV/0!
2013-10-07 | 2013-10-07 05:01 | 2013 | 10 | 7 | 5 | 2 | 0 | #DIV/0!
2013-10-07 | 2013-10-07 06:01 | 2013 | 10 | 7 | 6 | 2 | 0 | #DIV/0!
2013-10-07 | 2013-10-07 07:01 | 2013 | 10 | 7 | 7 | 2 | 0 | #DIV/0!
2013-10-07 | 2013-10-07 08:01 | 2013 | 10 | 7 | 8 | 2 | 0 | #DIV/0!
2013-10-07 | 2013-10-07 09:01 | 2013 | 10 | 7 | 9 | 2 | 0 | #DIV/0!
2013-10-07 | 2013-10-07 10:01 | 2013 | 10 | 7 | 10 | 2 | 0 | #DIV/0!
2013-10-07 | 2013-10-07 11:01 | 2013 | 10 | 7 | 11 | 2 | 0 | #DIV/0!
2013-10-07 | 2013-10-07 12:01 | 2013 | 10 | 7 | 12 | 2 | 0 | #DIV/0!
2013-10-07 | 2013-10-07 13:01 | 2013 | 10 | 7 | 13 | 2 | 0 | #DIV/0!
2013-10-07 | 2013-10-07 14:01 | 2013 | 10 | 7 | 14 | 2 | 0 | #DIV/0!
2013-10-07 | 2013-10-07 15:01 | 2013 | 10 | 7 | 15 | 2 | 0 | #DIV/0!
2013-10-07 | 2013-10-07 16:01 | 2013 | 10 | 7 | 16 | 2 | 0 | #DIV/0!
2013-10-07 | 2013-10-07 17:01 | 2013 | 10 | 7 | 17 | 2 | 0 | #DIV/0!
2013-10-07 | 2013-10-07 18:01 | 2013 | 10 | 7 | 18 | 2 | 0 | #DIV/0!
2013-10-07 | 2013-10-07 19:01 | 2013 | 10 | 7 | 19 | 2 | 0 | #DIV/0!
2013-10-07 | 2013-10-07 20:01 | 2013 | 10 | 7 | 20 | 2 | 0 | #DIV/0!
2013-10-07 | 2013-10-07 21:01 | 2013 | 10 | 7 | 21 | 2 | 0 | #DIV/0!
2013-10-07 | 2013-10-07 22:01 | 2013 | 10 | 7 | 22 | 2 | 0 | #DIV/0!
2013-10-07 | 2013-10-07 23:01 | 2013 | 10 | 7 | 23 | 2 | 0 | #DIV/0!
2013-10-08 | 2013-10-08 00:01 | 2013 | 10 | 8 | 24 | 3 | 0 | #DIV/0!
2013-10-08 | 2013-10-08 01:01 | 2013 | 10 | 8 | 1 | 3 | 0 | #DIV/0!
2013-10-08 | 2013-10-08 02:01 | 2013 | 10 | 8 | 2 | 3 | 0 | #DIV/0!
2013-10-08 | 2013-10-08 03:01 | 2013 | 10 | 8 | 3 | 3 | 0 | #DIV/0!
2013-10-08 | 2013-10-08 04:01 | 2013 | 10 | 8 | 4 | 3 | 0 | #DIV/0!
2013-10-08 | 2013-10-08 05:01 | 2013 | 10 | 8 | 5 | 3 | 0 | #DIV/0!
2013-10-08 | 2013-10-08 06:01 | 2013 | 10 | 8 | 6 | 3 | 0 | #DIV/0!
2013-10-08 | 2013-10-08 07:01 | 2013 | 10 | 8 | 7 | 3 | 0 | #DIV/0!
2013-10-08 | 2013-10-08 08:01 | 2013 | 10 | 8 | 8 | 3 | 0 | #DIV/0!
2013-10-08 | 2013-10-08 09:01 | 2013 | 10 | 8 | 9 | 3 | 0 | #DIV/0!
2013-10-08 | 2013-10-08 10:01 | 2013 | 10 | 8 | 10 | 3 | 0 | #DIV/0!
2013-10-08 | 2013-10-08 11:01 | 2013 | 10 | 8 | 11 | 3 | 0 | #DIV/0!
2013-10-08 | 2013-10-08 12:01 | 2013 | 10 | 8 | 12 | 3 | 0 | #DIV/0!
2013-10-08 | 2013-10-08 13:01 | 2013 | 10 | 8 | 13 | 3 | 0 | #DIV/0!
2013-10-08 | 2013-10-08 14:01 | 2013 | 10 | 8 | 14 | 3 | 0 | #DIV/0!
2013-10-08 | 2013-10-08 15:01 | 2013 | 10 | 8 | 15 | 3 | 0 | #DIV/0!
2013-10-08 | 2013-10-08 16:01 | 2013 | 10 | 8 | 16 | 3 | 0 | #DIV/0!
2013-10-08 | 2013-10-08 17:01 | 2013 | 10 | 8 | 17 | 3 | 0 | #DIV/0!
2013-10-08 | 2013-10-08 18:01 | 2013 | 10 | 8 | 18 | 3 | 0 | #DIV/0!
2013-10-08 | 2013-10-08 19:01 | 2013 | 10 | 8 | 19 | 3 | 0 | #DIV/0!
2013-10-08 | 2013-10-08 20:01 | 2013 | 10 | 8 | 20 | 3 | 0 | #DIV/0!
2013-10-08 | 2013-10-08 21:01 | 2013 | 10 | 8 | 21 | 3 | 0 | #DIV/0!
2013-10-08 | 2013-10-08 22:01 | 2013 | 10 | 8 | 22 | 3 | 0 | #DIV/0!
2013-10-08 | 2013-10-08 23:01 | 2013 | 10 | 8 | 23 | 3 | 0 | #DIV/0!
2013-10-09 | 2013-10-09 00:01 | 2013 | 10 | 9 | 24 | 4 | 0 | #DIV/0!
2013-10-09 | 2013-10-09 01:01 | 2013 | 10 | 9 | 1 | 4 | 0 | #DIV/0!
2013-10-09 | 2013-10-09 02:01 | 2013 | 10 | 9 | 2 | 4 | 0 | #DIV/0!
2013-10-09 | 2013-10-09 03:01 | 2013 | 10 | 9 | 3 | 4 | 0 | #DIV/0!
2013-10-09 | 2013-10-09 04:01 | 2013 | 10 | 9 | 4 | 4 | 0 | #DIV/0!
2013-10-09 | 2013-10-09 05:01 | 2013 | 10 | 9 | 5 | 4 | 0 | #DIV/0!
2013-10-09 | 2013-10-09 06:01 | 2013 | 10 | 9 | 6 | 4 | 0 | #DIV/0!
2013-10-09 | 2013-10-09 07:01 | 2013 | 10 | 9 | 7 | 4 | 0 | #DIV/0!
2013-10-09 | 2013-10-09 08:01 | 2013 | 10 | 9 | 8 | 4 | 0 | #DIV/0!
2013-10-09 | 2013-10-09 09:01 | 2013 | 10 | 9 | 9 | 4 | 0 | #DIV/0!
2013-10-09 | 2013-10-09 10:01 | 2013 | 10 | 9 | 10 | 4 | 0 | #DIV/0!
2013-10-09 | 2013-10-09 11:01 | 2013 | 10 | 9 | 11 | 4 | 0 | #DIV/0!
2013-10-09 | 2013-10-09 12:01 | 2013 | 10 | 9 | 12 | 4 | 0 | #DIV/0!
2013-10-09 | 2013-10-09 13:01 | 2013 | 10 | 9 | 13 | 4 | 0 | #DIV/0!
2013-10-09 | 2013-10-09 14:01 | 2013 | 10 | 9 | 14 | 4 | 0 | #DIV/0!
2013-10-09 | 2013-10-09 15:01 | 2013 | 10 | 9 | 15 | 4 | 0 | #DIV/0!
2013-10-09 | 2013-10-09 16:01 | 2013 | 10 | 9 | 16 | 4 | 0 | #DIV/0!
2013-10-09 | 2013-10-09 17:01 | 2013 | 10 | 9 | 17 | 4 | 0 | #DIV/0!
2013-10-09 | 2013-10-09 18:01 | 2013 | 10 | 9 | 18 | 4 | 0 | #DIV/0!
2013-10-09 | 2013-10-09 19:01 | 2013 | 10 | 9 | 19 | 4 | 0 | #DIV/0!
2013-10-09 | 2013-10-09 20:01 | 2013 | 10 | 9 | 20 | 4 | 0 | #DIV/0!
2013-10-09 | 2013-10-09 21:01 | 2013 | 10 | 9 | 21 | 4 | 0 | #DIV/0!
2013-10-09 | 2013-10-09 22:01 | 2013 | 10 | 9 | 22 | 4 | 0 | #DIV/0!
2013-10-09 | 2013-10-09 23:01 | 2013 | 10 | 9 | 23 | 4 | 0 | #DIV/0!
2013-10-10 | 2013-10-10 00:01 | 2013 | 10 | 10 | 24 | 5 | 0 | #DIV/0!
2013-10-10 | 2013-10-10 01:01 | 2013 | 10 | 10 | 1 | 5 | 0 | #DIV/0!
2013-10-10 | 2013-10-10 02:01 | 2013 | 10 | 10 | 2 | 5 | 0 | #DIV/0!
2013-10-10 | 2013-10-10 03:01 | 2013 | 10 | 10 | 3 | 5 | 0 | #DIV/0!
2013-10-10 | 2013-10-10 04:01 | 2013 | 10 | 10 | 4 | 5 | 0 | #DIV/0!
2013-10-10 | 2013-10-10 05:01 | 2013 | 10 | 10 | 5 | 5 | 0 | #DIV/0!
2013-10-10 | 2013-10-10 06:01 | 2013 | 10 | 10 | 6 | 5 | 0 | #DIV/0!
2013-10-10 | 2013-10-10 07:01 | 2013 | 10 | 10 | 7 | 5 | 0 | #DIV/0!
2013-10-10 | 2013-10-10 08:01 | 2013 | 10 | 10 | 8 | 5 | 0 | #DIV/0!
2013-10-10 | 2013-10-10 09:01 | 2013 | 10 | 10 | 9 | 5 | 0 | #DIV/0!
2013-10-10 | 2013-10-10 10:01 | 2013 | 10 | 10 | 10 | 5 | 0 | #DIV/0!
2013-10-10 | 2013-10-10 11:01 | 2013 | 10 | 10 | 11 | 5 | 0 | #DIV/0!
2013-10-10 | 2013-10-10 12:01 | 2013 | 10 | 10 | 12 | 5 | 0 | #DIV/0!
2013-10-10 | 2013-10-10 13:01 | 2013 | 10 | 10 | 13 | 5 | 0 | #DIV/0!
2013-10-10 | 2013-10-10 14:01 | 2013 | 10 | 10 | 14 | 5 | 0 | #DIV/0!
2013-10-10 | 2013-10-10 15:01 | 2013 | 10 | 10 | 15 | 5 | 0 | #DIV/0!
2013-10-10 | 2013-10-10 16:01 | 2013 | 10 | 10 | 16 | 5 | 0 | #DIV/0!
2013-10-10 | 2013-10-10 17:01 | 2013 | 10 | 10 | 17 | 5 | 0 | #DIV/0!
2013-10-10 | 2013-10-10 18:01 | 2013 | 10 | 10 | 18 | 5 | 0 | #DIV/0!
2013-10-10 | 2013-10-10 19:01 | 2013 | 10 | 10 | 19 | 5 | 0 | #DIV/0!
2013-10-10 | 2013-10-10 20:01 | 2013 | 10 | 10 | 20 | 5 | 0 | #DIV/0!
2013-10-10 | 2013-10-10 21:01 | 2013 | 10 | 10 | 21 | 5 | 0 | #DIV/0!
2013-10-10 | 2013-10-10 22:01 | 2013 | 10 | 10 | 22 | 5 | 0 | #DIV/0!
2013-10-10 | 2013-10-10 23:01 | 2013 | 10 | 10 | 23 | 5 | 0 | #DIV/0!
2013-10-11 | 2013-10-11 00:01 | 2013 | 10 | 11 | 24 | 6 | 0 | #DIV/0!
2013-10-11 | 2013-10-11 01:01 | 2013 | 10 | 11 | 1 | 6 | 0 | #DIV/0!
2013-10-11 | 2013-10-11 02:01 | 2013 | 10 | 11 | 2 | 6 | 0 | #DIV/0!
2013-10-11 | 2013-10-11 03:01 | 2013 | 10 | 11 | 3 | 6 | 0 | #DIV/0!
2013-10-11 | 2013-10-11 04:01 | 2013 | 10 | 11 | 4 | 6 | 0 | #DIV/0!
2013-10-11 | 2013-10-11 05:01 | 2013 | 10 | 11 | 5 | 6 | 0 | #DIV/0!
2013-10-11 | 2013-10-11 06:01 | 2013 | 10 | 11 | 6 | 6 | 0 | #DIV/0!
2013-10-11 | 2013-10-11 07:01 | 2013 | 10 | 11 | 7 | 6 | 0 | #DIV/0!
2013-10-11 | 2013-10-11 08:01 | 2013 | 10 | 11 | 8 | 6 | 0 | #DIV/0!
2013-10-11 | 2013-10-11 09:01 | 2013 | 10 | 11 | 9 | 6 | 0 | #DIV/0!
2013-10-11 | 2013-10-11 10:01 | 2013 | 10 | 11 | 10 | 6 | 0 | #DIV/0!
2013-10-11 | 2013-10-11 11:01 | 2013 | 10 | 11 | 11 | 6 | 0 | #DIV/0!
2013-10-11 | 2013-10-11 12:01 | 2013 | 10 | 11 | 12 | 6 | 0 | #DIV/0!
2013-10-11 | 2013-10-11 13:01 | 2013 | 10 | 11 | 13 | 6 | 0 | #DIV/0!
2013-10-11 | 2013-10-11 14:01 | 2013 | 10 | 11 | 14 | 6 | 0 | #DIV/0!
2013-10-11 | 2013-10-11 15:01 | 2013 | 10 | 11 | 15 | 6 | 0 | #DIV/0!
2013-10-11 | 2013-10-11 16:01 | 2013 | 10 | 11 | 16 | 6 | 0 | #DIV/0!
2013-10-11 | 2013-10-11 17:01 | 2013 | 10 | 11 | 17 | 6 | 0 | #DIV/0!
2013-10-11 | 2013-10-11 18:01 | 2013 | 10 | 11 | 18 | 6 | 0 | #DIV/0!
2013-10-11 | 2013-10-11 19:01 | 2013 | 10 | 11 | 19 | 6 | 0 | #DIV/0!
2013-10-11 | 2013-10-11 20:01 | 2013 | 10 | 11 | 20 | 6 | 0 | #DIV/0!
2013-10-11 | 2013-10-11 21:01 | 2013 | 10 | 11 | 21 | 6 | 0 | #DIV/0!
2013-10-11 | 2013-10-11 22:01 | 2013 | 10 | 11 | 22 | 6 | 0 | #DIV/0!
2013-10-11 | 2013-10-11 23:01 | 2013 | 10 | 11 | 23 | 6 | 0 | #DIV/0!
2013-10-12 | 2013-10-12 00:01 | 2013 | 10 | 12 | 24 | 7 | 0 | #DIV/0!
2013-10-12 | 2013-10-12 01:01 | 2013 | 10 | 12 | 1 | 7 | 0 | #DIV/0!
2013-10-12 | 2013-10-12 02:01 | 2013 | 10 | 12 | 2 | 7 | 0 | #DIV/0!
2013-10-12 | 2013-10-12 03:01 | 2013 | 10 | 12 | 3 | 7 | 0 | #DIV/0!
2013-10-12 | 2013-10-12 04:01 | 2013 | 10 | 12 | 4 | 7 | 0 | #DIV/0!
2013-10-12 | 2013-10-12 05:01 | 2013 | 10 | 12 | 5 | 7 | 0 | #DIV/0!
2013-10-12 | 2013-10-12 06:01 | 2013 | 10 | 12 | 6 | 7 | 0 | #DIV/0!
2013-10-12 | 2013-10-12 07:01 | 2013 | 10 | 12 | 7 | 7 | 0 | #DIV/0!
2013-10-12 | 2013-10-12 08:01 | 2013 | 10 | 12 | 8 | 7 | 0 | #DIV/0!
2013-10-12 | 2013-10-12 09:01 | 2013 | 10 | 12 | 9 | 7 | 0 | #DIV/0!
2013-10-12 | 2013-10-12 10:01 | 2013 | 10 | 12 | 10 | 7 | 0 | #DIV/0!
2013-10-12 | 2013-10-12 11:01 | 2013 | 10 | 12 | 11 | 7 | 0 | #DIV/0!
2013-10-12 | 2013-10-12 12:01 | 2013 | 10 | 12 | 12 | 7 | 0 | #DIV/0!
2013-10-12 | 2013-10-12 13:01 | 2013 | 10 | 12 | 13 | 7 | 0 | #DIV/0!
2013-10-12 | 2013-10-12 14:01 | 2013 | 10 | 12 | 14 | 7 | 0 | #DIV/0!
2013-10-12 | 2013-10-12 15:01 | 2013 | 10 | 12 | 15 | 7 | 0 | #DIV/0!
2013-10-12 | 2013-10-12 16:01 | 2013 | 10 | 12 | 16 | 7 | 0 | #DIV/0!
2013-10-12 | 2013-10-12 17:01 | 2013 | 10 | 12 | 17 | 7 | 0 | #DIV/0!
2013-10-12 | 2013-10-12 18:01 | 2013 | 10 | 12 | 18 | 7 | 0 | #DIV/0!
2013-10-12 | 2013-10-12 19:01 | 2013 | 10 | 12 | 19 | 7 | 0 | #DIV/0!
2013-10-12 | 2013-10-12 20:01 | 2013 | 10 | 12 | 20 | 7 | 0 | #DIV/0!
2013-10-12 | 2013-10-12 21:01 | 2013 | 10 | 12 | 21 | 7 | 0 | #DIV/0!
2013-10-12 | 2013-10-12 22:01 | 2013 | 10 | 12 | 22 | 7 | 0 | #DIV/0!
2013-10-12 | 2013-10-12 23:01 | 2013 | 10 | 12 | 23 | 7 | 0 | #DIV/0!
2013-10-13 | 2013-10-13 00:01 | 2013 | 10 | 13 | 24 | 1 | 0 | #DIV/0!
2013-10-13 | 2013-10-13 01:01 | 2013 | 10 | 13 | 1 | 1 | 0 | #DIV/0!
2013-10-13 | 2013-10-13 02:01 | 2013 | 10 | 13 | 2 | 1 | 0 | #DIV/0!
2013-10-13 | 2013-10-13 03:01 | 2013 | 10 | 13 | 3 | 1 | 0 | #DIV/0!
2013-10-13 | 2013-10-13 04:01 | 2013 | 10 | 13 | 4 | 1 | 0 | #DIV/0!
2013-10-13 | 2013-10-13 05:01 | 2013 | 10 | 13 | 5 | 1 | 0 | #DIV/0!
2013-10-13 | 2013-10-13 06:01 | 2013 | 10 | 13 | 6 | 1 | 0 | #DIV/0!
2013-10-13 | 2013-10-13 07:01 | 2013 | 10 | 13 | 7 | 1 | 0 | #DIV/0!
2013-10-13 | 2013-10-13 08:01 | 2013 | 10 | 13 | 8 | 1 | 0 | #DIV/0!
2013-10-13 | 2013-10-13 09:01 | 2013 | 10 | 13 | 9 | 1 | 0 | #DIV/0!
2013-10-13 | 2013-10-13 10:01 | 2013 | 10 | 13 | 10 | 1 | 0 | #DIV/0!
2013-10-13 | 2013-10-13 11:01 | 2013 | 10 | 13 | 11 | 1 | 0 | #DIV/0!
2013-10-13 | 2013-10-13 12:01 | 2013 | 10 | 13 | 12 | 1 | 0 | #DIV/0!
2013-10-13 | 2013-10-13 13:01 | 2013 | 10 | 13 | 13 | 1 | 0 | #DIV/0!
2013-10-13 | 2013-10-13 14:01 | 2013 | 10 | 13 | 14 | 1 | 0 | #DIV/0!
2013-10-13 | 2013-10-13 15:01 | 2013 | 10 | 13 | 15 | 1 | 0 | #DIV/0!
2013-10-13 | 2013-10-13 16:01 | 2013 | 10 | 13 | 16 | 1 | 0 | #DIV/0!
2013-10-13 | 2013-10-13 17:01 | 2013 | 10 | 13 | 17 | 1 | 0 | #DIV/0!
2013-10-13 | 2013-10-13 18:01 | 2013 | 10 | 13 | 18 | 1 | 0 | #DIV/0!
2013-10-13 | 2013-10-13 19:01 | 2013 | 10 | 13 | 19 | 1 | 0 | #DIV/0!
2013-10-13 | 2013-10-13 20:01 | 2013 | 10 | 13 | 20 | 1 | 0 | #DIV/0!
2013-10-13 | 2013-10-13 21:01 | 2013 | 10 | 13 | 21 | 1 | 0 | #DIV/0!
2013-10-13 | 2013-10-13 22:01 | 2013 | 10 | 13 | 22 | 1 | 0 | #DIV/0!
2013-10-13 | 2013-10-13 23:01 | 2013 | 10 | 13 | 23 | 1 | 0 | #DIV/0!
2013-10-14 | 2013-10-14 00:01 | 2013 | 10 | 14 | 24 | 2 | 0 | #DIV/0!
2013-10-14 | 2013-10-14 01:01 | 2013 | 10 | 14 | 1 | 2 | 0 | #DIV/0!
2013-10-14 | 2013-10-14 02:01 | 2013 | 10 | 14 | 2 | 2 | 0 | #DIV/0!
2013-10-14 | 2013-10-14 03:01 | 2013 | 10 | 14 | 3 | 2 | 0 | #DIV/0!
2013-10-14 | 2013-10-14 04:01 | 2013 | 10 | 14 | 4 | 2 | 0 | #DIV/0!
2013-10-14 | 2013-10-14 05:01 | 2013 | 10 | 14 | 5 | 2 | 0 | #DIV/0!
2013-10-14 | 2013-10-14 06:01 | 2013 | 10 | 14 | 6 | 2 | 0 | #DIV/0!
2013-10-14 | 2013-10-14 07:01 | 2013 | 10 | 14 | 7 | 2 | 0 | #DIV/0!
2013-10-14 | 2013-10-14 08:01 | 2013 | 10 | 14 | 8 | 2 | 0 | #DIV/0!
2013-10-14 | 2013-10-14 09:01 | 2013 | 10 | 14 | 9 | 2 | 0 | #DIV/0!
2013-10-14 | 2013-10-14 10:01 | 2013 | 10 | 14 | 10 | 2 | 0 | #DIV/0!
2013-10-14 | 2013-10-14 11:01 | 2013 | 10 | 14 | 11 | 2 | 0 | #DIV/0!
2013-10-14 | 2013-10-14 12:01 | 2013 | 10 | 14 | 12 | 2 | 0 | #DIV/0!
2013-10-14 | 2013-10-14 13:01 | 2013 | 10 | 14 | 13 | 2 | 0 | #DIV/0!
2013-10-14 | 2013-10-14 14:01 | 2013 | 10 | 14 | 14 | 2 | 0 | #DIV/0!
2013-10-14 | 2013-10-14 15:01 | 2013 | 10 | 14 | 15 | 2 | 0 | #DIV/0!
2013-10-14 | 2013-10-14 16:01 | 2013 | 10 | 14 | 16 | 2 | 0 | #DIV/0!
2013-10-14 | 2013-10-14 17:01 | 2013 | 10 | 14 | 17 | 2 | 0 | #DIV/0!
2013-10-14 | 2013-10-14 18:01 | 2013 | 10 | 14 | 18 | 2 | 0 | #DIV/0!
2013-10-14 | 2013-10-14 19:01 | 2013 | 10 | 14 | 19 | 2 | 0 | #DIV/0!
2013-10-14 | 2013-10-14 20:01 | 2013 | 10 | 14 | 20 | 2 | 0 | #DIV/0!
2013-10-14 | 2013-10-14 21:01 | 2013 | 10 | 14 | 21 | 2 | 0 | #DIV/0!
2013-10-14 | 2013-10-14 22:01 | 2013 | 10 | 14 | 22 | 2 | 0 | #DIV/0!
2013-10-14 | 2013-10-14 23:01 | 2013 | 10 | 14 | 23 | 2 | 0 | #DIV/0!
2013-10-15 | 2013-10-15 00:01 | 2013 | 10 | 15 | 24 | 3 | 0 | #DIV/0!
2013-10-15 | 2013-10-15 01:01 | 2013 | 10 | 15 | 1 | 3 | 0 | #DIV/0!
2013-10-15 | 2013-10-15 02:01 | 2013 | 10 | 15 | 2 | 3 | 0 | #DIV/0!
2013-10-15 | 2013-10-15 03:01 | 2013 | 10 | 15 | 3 | 3 | 0 | #DIV/0!
2013-10-15 | 2013-10-15 04:01 | 2013 | 10 | 15 | 4 | 3 | 0 | #DIV/0!
2013-10-15 | 2013-10-15 05:01 | 2013 | 10 | 15 | 5 | 3 | 0 | #DIV/0!
2013-10-15 | 2013-10-15 06:01 | 2013 | 10 | 15 | 6 | 3 | 0 | #DIV/0!
2013-10-15 | 2013-10-15 07:01 | 2013 | 10 | 15 | 7 | 3 | 0 | #DIV/0!
2013-10-15 | 2013-10-15 08:01 | 2013 | 10 | 15 | 8 | 3 | 0 | #DIV/0!
2013-10-15 | 2013-10-15 09:01 | 2013 | 10 | 15 | 9 | 3 | 0 | #DIV/0!
2013-10-15 | 2013-10-15 10:01 | 2013 | 10 | 15 | 10 | 3 | 0 | #DIV/0!
2013-10-15 | 2013-10-15 11:01 | 2013 | 10 | 15 | 11 | 3 | 0 | #DIV/0!
2013-10-15 | 2013-10-15 12:01 | 2013 | 10 | 15 | 12 | 3 | 0 | #DIV/0!
2013-10-15 | 2013-10-15 13:01 | 2013 | 10 | 15 | 13 | 3 | 0 | #DIV/0!
2013-10-15 | 2013-10-15 14:01 | 2013 | 10 | 15 | 14 | 3 | 0 | #DIV/0!
2013-10-15 | 2013-10-15 15:01 | 2013 | 10 | 15 | 15 | 3 | 0 | #DIV/0!
2013-10-15 | 2013-10-15 16:01 | 2013 | 10 | 15 | 16 | 3 | 0 | #DIV/0!
2013-10-15 | 2013-10-15 17:01 | 2013 | 10 | 15 | 17 | 3 | 0 | #DIV/0!
2013-10-15 | 2013-10-15 18:01 | 2013 | 10 | 15 | 18 | 3 | 0 | #DIV/0!
2013-10-15 | 2013-10-15 19:01 | 2013 | 10 | 15 | 19 | 3 | 0 | #DIV/0!
2013-10-15 | 2013-10-15 20:01 | 2013 | 10 | 15 | 20 | 3 | 0 | #DIV/0!
2013-10-15 | 2013-10-15 21:01 | 2013 | 10 | 15 | 21 | 3 | 0 | #DIV/0!
2013-10-15 | 2013-10-15 22:01 | 2013 | 10 | 15 | 22 | 3 | 0 | #DIV/0!
2013-10-15 | 2013-10-15 23:01 | 2013 | 10 | 15 | 23 | 3 | 0 | #DIV/0!
2013-10-16 | 2013-10-16 00:01 | 2013 | 10 | 16 | 24 | 4 | 0 | #DIV/0!
2013-10-16 | 2013-10-16 01:01 | 2013 | 10 | 16 | 1 | 4 | 0 | #DIV/0!
2013-10-16 | 2013-10-16 02:01 | 2013 | 10 | 16 | 2 | 4 | 0 | #DIV/0!
2013-10-16 | 2013-10-16 03:01 | 2013 | 10 | 16 | 3 | 4 | 0 | #DIV/0!
2013-10-16 | 2013-10-16 04:01 | 2013 | 10 | 16 | 4 | 4 | 0 | #DIV/0!
2013-10-16 | 2013-10-16 05:01 | 2013 | 10 | 16 | 5 | 4 | 0 | #DIV/0!
2013-10-16 | 2013-10-16 06:01 | 2013 | 10 | 16 | 6 | 4 | 0 | #DIV/0!
2013-10-16 | 2013-10-16 07:01 | 2013 | 10 | 16 | 7 | 4 | 0 | #DIV/0!
2013-10-16 | 2013-10-16 08:01 | 2013 | 10 | 16 | 8 | 4 | 0 | #DIV/0!
2013-10-16 | 2013-10-16 09:01 | 2013 | 10 | 16 | 9 | 4 | 0 | #DIV/0!
2013-10-16 | 2013-10-16 10:01 | 2013 | 10 | 16 | 10 | 4 | 0 | #DIV/0!
2013-10-16 | 2013-10-16 11:01 | 2013 | 10 | 16 | 11 | 4 | 0 | #DIV/0!
2013-10-16 | 2013-10-16 12:01 | 2013 | 10 | 16 | 12 | 4 | 0 | #DIV/0!
2013-10-16 | 2013-10-16 13:01 | 2013 | 10 | 16 | 13 | 4 | 0 | #DIV/0!
2013-10-16 | 2013-10-16 14:01 | 2013 | 10 | 16 | 14 | 4 | 0 | #DIV/0!
2013-10-16 | 2013-10-16 15:01 | 2013 | 10 | 16 | 15 | 4 | 0 | #DIV/0!
2013-10-16 | 2013-10-16 16:01 | 2013 | 10 | 16 | 16 | 4 | 0 | #DIV/0!
2013-10-16 | 2013-10-16 17:01 | 2013 | 10 | 16 | 17 | 4 | 0 | #DIV/0!
2013-10-16 | 2013-10-16 18:01 | 2013 | 10 | 16 | 18 | 4 | 0 | #DIV/0!
2013-10-16 | 2013-10-16 19:01 | 2013 | 10 | 16 | 19 | 4 | 0 | #DIV/0!
2013-10-16 | 2013-10-16 20:01 | 2013 | 10 | 16 | 20 | 4 | 0 | #DIV/0!
2013-10-16 | 2013-10-16 21:01 | 2013 | 10 | 16 | 21 | 4 | 0 | #DIV/0!
2013-10-16 | 2013-10-16 22:01 | 2013 | 10 | 16 | 22 | 4 | 0 | #DIV/0!
2013-10-16 | 2013-10-16 23:01 | 2013 | 10 | 16 | 23 | 4 | 0 | #DIV/0!
2013-10-17 | 2013-10-17 00:01 | 2013 | 10 | 17 | 24 | 5 | 0 | #DIV/0!
2013-10-17 | 2013-10-17 01:01 | 2013 | 10 | 17 | 1 | 5 | 0 | #DIV/0!
2013-10-17 | 2013-10-17 02:01 | 2013 | 10 | 17 | 2 | 5 | 0 | #DIV/0!
2013-10-17 | 2013-10-17 03:01 | 2013 | 10 | 17 | 3 | 5 | 0 | #DIV/0!
2013-10-17 | 2013-10-17 04:01 | 2013 | 10 | 17 | 4 | 5 | 0 | #DIV/0!
2013-10-17 | 2013-10-17 05:01 | 2013 | 10 | 17 | 5 | 5 | 0 | #DIV/0!
2013-10-17 | 2013-10-17 06:01 | 2013 | 10 | 17 | 6 | 5 | 0 | #DIV/0!
2013-10-17 | 2013-10-17 07:01 | 2013 | 10 | 17 | 7 | 5 | 0 | #DIV/0!
2013-10-17 | 2013-10-17 08:01 | 2013 | 10 | 17 | 8 | 5 | 0 | #DIV/0!
2013-10-17 | 2013-10-17 09:01 | 2013 | 10 | 17 | 9 | 5 | 0 | #DIV/0!
2013-10-17 | 2013-10-17 10:01 | 2013 | 10 | 17 | 10 | 5 | 0 | #DIV/0!
2013-10-17 | 2013-10-17 11:01 | 2013 | 10 | 17 | 11 | 5 | 0 | #DIV/0!
2013-10-17 | 2013-10-17 12:01 | 2013 | 10 | 17 | 12 | 5 | 0 | #DIV/0!
2013-10-17 | 2013-10-17 13:01 | 2013 | 10 | 17 | 13 | 5 | 0 | #DIV/0!
2013-10-17 | 2013-10-17 14:01 | 2013 | 10 | 17 | 14 | 5 | 0 | #DIV/0!
2013-10-17 | 2013-10-17 15:01 | 2013 | 10 | 17 | 15 | 5 | 0 | #DIV/0!
2013-10-17 | 2013-10-17 16:01 | 2013 | 10 | 17 | 16 | 5 | 0 | #DIV/0!
2013-10-17 | 2013-10-17 17:01 | 2013 | 10 | 17 | 17 | 5 | 0 | #DIV/0!
2013-10-17 | 2013-10-17 18:01 | 2013 | 10 | 17 | 18 | 5 | 0 | #DIV/0!
2013-10-17 | 2013-10-17 19:01 | 2013 | 10 | 17 | 19 | 5 | 0 | #DIV/0!
2013-10-17 | 2013-10-17 20:01 | 2013 | 10 | 17 | 20 | 5 | 0 | #DIV/0!
2013-10-17 | 2013-10-17 21:01 | 2013 | 10 | 17 | 21 | 5 | 0 | #DIV/0!
2013-10-17 | 2013-10-17 22:01 | 2013 | 10 | 17 | 22 | 5 | 0 | #DIV/0!
2013-10-17 | 2013-10-17 23:01 | 2013 | 10 | 17 | 23 | 5 | 0 | #DIV/0!
2013-10-18 | 2013-10-18 00:01 | 2013 | 10 | 18 | 24 | 6 | 0 | #DIV/0!
2013-10-18 | 2013-10-18 01:01 | 2013 | 10 | 18 | 1 | 6 | 0 | #DIV/0!
2013-10-18 | 2013-10-18 02:01 | 2013 | 10 | 18 | 2 | 6 | 0 | #DIV/0!
2013-10-18 | 2013-10-18 03:01 | 2013 | 10 | 18 | 3 | 6 | 0 | #DIV/0!
2013-10-18 | 2013-10-18 04:01 | 2013 | 10 | 18 | 4 | 6 | 0 | #DIV/0!
2013-10-18 | 2013-10-18 05:01 | 2013 | 10 | 18 | 5 | 6 | 0 | #DIV/0!
2013-10-18 | 2013-10-18 06:01 | 2013 | 10 | 18 | 6 | 6 | 0 | #DIV/0!
2013-10-18 | 2013-10-18 07:01 | 2013 | 10 | 18 | 7 | 6 | 0 | #DIV/0!
2013-10-18 | 2013-10-18 08:01 | 2013 | 10 | 18 | 8 | 6 | 0 | #DIV/0!
2013-10-18 | 2013-10-18 09:01 | 2013 | 10 | 18 | 9 | 6 | 0 | #DIV/0!
2013-10-18 | 2013-10-18 10:01 | 2013 | 10 | 18 | 10 | 6 | 0 | #DIV/0!
2013-10-18 | 2013-10-18 11:01 | 2013 | 10 | 18 | 11 | 6 | 0 | #DIV/0!
2013-10-18 | 2013-10-18 12:01 | 2013 | 10 | 18 | 12 | 6 | 0 | #DIV/0!
2013-10-18 | 2013-10-18 13:01 | 2013 | 10 | 18 | 13 | 6 | 0 | #DIV/0!
2013-10-18 | 2013-10-18 14:01 | 2013 | 10 | 18 | 14 | 6 | 0 | #DIV/0!
2013-10-18 | 2013-10-18 15:01 | 2013 | 10 | 18 | 15 | 6 | 0 | #DIV/0!
2013-10-18 | 2013-10-18 16:01 | 2013 | 10 | 18 | 16 | 6 | 0 | #DIV/0!
2013-10-18 | 2013-10-18 17:01 | 2013 | 10 | 18 | 17 | 6 | 0 | #DIV/0!
2013-10-18 | 2013-10-18 18:01 | 2013 | 10 | 18 | 18 | 6 | 0 | #DIV/0!
2013-10-18 | 2013-10-18 19:01 | 2013 | 10 | 18 | 19 | 6 | 0 | #DIV/0!
2013-10-18 | 2013-10-18 20:01 | 2013 | 10 | 18 | 20 | 6 | 0 | #DIV/0!
2013-10-18 | 2013-10-18 21:01 | 2013 | 10 | 18 | 21 | 6 | 0 | #DIV/0!
2013-10-18 | 2013-10-18 22:01 | 2013 | 10 | 18 | 22 | 6 | 0 | #DIV/0!
2013-10-18 | 2013-10-18 23:01 | 2013 | 10 | 18 | 23 | 6 | 0 | #DIV/0!
2013-10-19 | 2013-10-19 00:01 | 2013 | 10 | 19 | 24 | 7 | 0 | #DIV/0!
2013-10-19 | 2013-10-19 01:01 | 2013 | 10 | 19 | 1 | 7 | 0 | #DIV/0!
2013-10-19 | 2013-10-19 02:01 | 2013 | 10 | 19 | 2 | 7 | 0 | #DIV/0!
2013-10-19 | 2013-10-19 03:01 | 2013 | 10 | 19 | 3 | 7 | 0 | #DIV/0!
2013-10-19 | 2013-10-19 04:01 | 2013 | 10 | 19 | 4 | 7 | 0 | #DIV/0!
2013-10-19 | 2013-10-19 05:01 | 2013 | 10 | 19 | 5 | 7 | 0 | #DIV/0!
2013-10-19 | 2013-10-19 06:01 | 2013 | 10 | 19 | 6 | 7 | 0 | #DIV/0!
2013-10-19 | 2013-10-19 07:01 | 2013 | 10 | 19 | 7 | 7 | 0 | #DIV/0!
2013-10-19 | 2013-10-19 08:01 | 2013 | 10 | 19 | 8 | 7 | 0 | #DIV/0!
2013-10-19 | 2013-10-19 09:01 | 2013 | 10 | 19 | 9 | 7 | 0 | #DIV/0!
2013-10-19 | 2013-10-19 10:01 | 2013 | 10 | 19 | 10 | 7 | 0 | #DIV/0!
2013-10-19 | 2013-10-19 11:01 | 2013 | 10 | 19 | 11 | 7 | 0 | #DIV/0!
2013-10-19 | 2013-10-19 12:01 | 2013 | 10 | 19 | 12 | 7 | 0 | #DIV/0!
2013-10-19 | 2013-10-19 13:01 | 2013 | 10 | 19 | 13 | 7 | 0 | #DIV/0!
2013-10-19 | 2013-10-19 14:01 | 2013 | 10 | 19 | 14 | 7 | 0 | #DIV/0!
2013-10-19 | 2013-10-19 15:01 | 2013 | 10 | 19 | 15 | 7 | 0 | #DIV/0!
2013-10-19 | 2013-10-19 16:01 | 2013 | 10 | 19 | 16 | 7 | 0 | #DIV/0!
2013-10-19 | 2013-10-19 17:01 | 2013 | 10 | 19 | 17 | 7 | 0 | #DIV/0!
2013-10-19 | 2013-10-19 18:01 | 2013 | 10 | 19 | 18 | 7 | 0 | #DIV/0!
2013-10-19 | 2013-10-19 19:01 | 2013 | 10 | 19 | 19 | 7 | 0 | #DIV/0!
2013-10-19 | 2013-10-19 20:01 | 2013 | 10 | 19 | 20 | 7 | 0 | #DIV/0!
2013-10-19 | 2013-10-19 21:01 | 2013 | 10 | 19 | 21 | 7 | 0 | #DIV/0!
2013-10-19 | 2013-10-19 22:01 | 2013 | 10 | 19 | 22 | 7 | 0 | #DIV/0!
2013-10-19 | 2013-10-19 23:01 | 2013 | 10 | 19 | 23 | 7 | 0 | #DIV/0!
2013-10-20 | 2013-10-20 00:01 | 2013 | 10 | 20 | 24 | 1 | 0 | #DIV/0!
2013-10-20 | 2013-10-20 01:01 | 2013 | 10 | 20 | 1 | 1 | 0 | #DIV/0!
2013-10-20 | 2013-10-20 02:01 | 2013 | 10 | 20 | 2 | 1 | 0 | #DIV/0!
2013-10-20 | 2013-10-20 03:01 | 2013 | 10 | 20 | 3 | 1 | 0 | #DIV/0!
2013-10-20 | 2013-10-20 04:01 | 2013 | 10 | 20 | 4 | 1 | 0 | #DIV/0!
2013-10-20 | 2013-10-20 05:01 | 2013 | 10 | 20 | 5 | 1 | 0 | #DIV/0!
2013-10-20 | 2013-10-20 06:01 | 2013 | 10 | 20 | 6 | 1 | 0 | #DIV/0!
2013-10-20 | 2013-10-20 07:01 | 2013 | 10 | 20 | 7 | 1 | 0 | #DIV/0!
2013-10-20 | 2013-10-20 08:01 | 2013 | 10 | 20 | 8 | 1 | 0 | #DIV/0!
2013-10-20 | 2013-10-20 09:01 | 2013 | 10 | 20 | 9 | 1 | 0 | #DIV/0!
2013-10-20 | 2013-10-20 10:01 | 2013 | 10 | 20 | 10 | 1 | 0 | #DIV/0!
2013-10-20 | 2013-10-20 11:01 | 2013 | 10 | 20 | 11 | 1 | 0 | #DIV/0!
2013-10-20 | 2013-10-20 12:01 | 2013 | 10 | 20 | 12 | 1 | 0 | #DIV/0!
2013-10-20 | 2013-10-20 13:01 | 2013 | 10 | 20 | 13 | 1 | 0 | #DIV/0!
2013-10-20 | 2013-10-20 14:01 | 2013 | 10 | 20 | 14 | 1 | 0 | #DIV/0!
2013-10-20 | 2013-10-20 15:01 | 2013 | 10 | 20 | 15 | 1 | 0 | #DIV/0!
2013-10-20 | 2013-10-20 16:01 | 2013 | 10 | 20 | 16 | 1 | 0 | #DIV/0!
2013-10-20 | 2013-10-20 17:01 | 2013 | 10 | 20 | 17 | 1 | 0 | #DIV/0!
2013-10-20 | 2013-10-20 18:01 | 2013 | 10 | 20 | 18 | 1 | 0 | #DIV/0!
2013-10-20 | 2013-10-20 19:01 | 2013 | 10 | 20 | 19 | 1 | 0 | #DIV/0!
2013-10-20 | 2013-10-20 20:01 | 2013 | 10 | 20 | 20 | 1 | 0 | #DIV/0!
2013-10-20 | 2013-10-20 21:01 | 2013 | 10 | 20 | 21 | 1 | 0 | #DIV/0!
2013-10-20 | 2013-10-20 22:01 | 2013 | 10 | 20 | 22 | 1 | 0 | #DIV/0!
2013-10-20 | 2013-10-20 23:01 | 2013 | 10 | 20 | 23 | 1 | 0 | #DIV/0!
2013-10-21 | 2013-10-21 00:01 | 2013 | 10 | 21 | 24 | 2 | 0 | #DIV/0!
2013-10-21 | 2013-10-21 01:01 | 2013 | 10 | 21 | 1 | 2 | 0 | #DIV/0!
2013-10-21 | 2013-10-21 02:01 | 2013 | 10 | 21 | 2 | 2 | 0 | #DIV/0!
2013-10-21 | 2013-10-21 03:01 | 2013 | 10 | 21 | 3 | 2 | 0 | #DIV/0!
2013-10-21 | 2013-10-21 04:01 | 2013 | 10 | 21 | 4 | 2 | 0 | #DIV/0!
2013-10-21 | 2013-10-21 05:01 | 2013 | 10 | 21 | 5 | 2 | 0 | #DIV/0!
2013-10-21 | 2013-10-21 06:01 | 2013 | 10 | 21 | 6 | 2 | 0 | #DIV/0!
2013-10-21 | 2013-10-21 07:01 | 2013 | 10 | 21 | 7 | 2 | 0 | #DIV/0!
2013-10-21 | 2013-10-21 08:01 | 2013 | 10 | 21 | 8 | 2 | 0 | #DIV/0!
2013-10-21 | 2013-10-21 09:01 | 2013 | 10 | 21 | 9 | 2 | 0 | #DIV/0!
2013-10-21 | 2013-10-21 10:01 | 2013 | 10 | 21 | 10 | 2 | 0 | #DIV/0!
2013-10-21 | 2013-10-21 11:01 | 2013 | 10 | 21 | 11 | 2 | 0 | #DIV/0!
2013-10-21 | 2013-10-21 12:01 | 2013 | 10 | 21 | 12 | 2 | 0 | #DIV/0!
2013-10-21 | 2013-10-21 13:01 | 2013 | 10 | 21 | 13 | 2 | 0 | #DIV/0!
2013-10-21 | 2013-10-21 14:01 | 2013 | 10 | 21 | 14 | 2 | 0 | #DIV/0!
2013-10-21 | 2013-10-21 15:01 | 2013 | 10 | 21 | 15 | 2 | 0 | #DIV/0!
2013-10-21 | 2013-10-21 16:01 | 2013 | 10 | 21 | 16 | 2 | 0 | #DIV/0!
2013-10-21 | 2013-10-21 17:01 | 2013 | 10 | 21 | 17 | 2 | 0 | #DIV/0!
2013-10-21 | 2013-10-21 18:01 | 2013 | 10 | 21 | 18 | 2 | 0 | #DIV/0!
2013-10-21 | 2013-10-21 19:01 | 2013 | 10 | 21 | 19 | 2 | 0 | #DIV/0!
2013-10-21 | 2013-10-21 20:01 | 2013 | 10 | 21 | 20 | 2 | 0 | #DIV/0!
2013-10-21 | 2013-10-21 21:01 | 2013 | 10 | 21 | 21 | 2 | 0 | #DIV/0!
2013-10-21 | 2013-10-21 22:01 | 2013 | 10 | 21 | 22 | 2 | 0 | #DIV/0!
2013-10-21 | 2013-10-21 23:01 | 2013 | 10 | 21 | 23 | 2 | 0 | #DIV/0!
2013-10-22 | 2013-10-22 00:01 | 2013 | 10 | 22 | 24 | 3 | 0 | #DIV/0!
2013-10-22 | 2013-10-22 01:01 | 2013 | 10 | 22 | 1 | 3 | 0 | #DIV/0!
2013-10-22 | 2013-10-22 02:01 | 2013 | 10 | 22 | 2 | 3 | 0 | #DIV/0!
2013-10-22 | 2013-10-22 03:01 | 2013 | 10 | 22 | 3 | 3 | 0 | #DIV/0!
2013-10-22 | 2013-10-22 04:01 | 2013 | 10 | 22 | 4 | 3 | 0 | #DIV/0!
2013-10-22 | 2013-10-22 05:01 | 2013 | 10 | 22 | 5 | 3 | 0 | #DIV/0!
2013-10-22 | 2013-10-22 06:01 | 2013 | 10 | 22 | 6 | 3 | 0 | #DIV/0!
2013-10-22 | 2013-10-22 07:01 | 2013 | 10 | 22 | 7 | 3 | 0 | #DIV/0!
2013-10-22 | 2013-10-22 08:01 | 2013 | 10 | 22 | 8 | 3 | 0 | #DIV/0!
2013-10-22 | 2013-10-22 09:01 | 2013 | 10 | 22 | 9 | 3 | 0 | #DIV/0!
2013-10-22 | 2013-10-22 10:01 | 2013 | 10 | 22 | 10 | 3 | 0 | #DIV/0!
2013-10-22 | 2013-10-22 11:01 | 2013 | 10 | 22 | 11 | 3 | 0 | #DIV/0!
2013-10-22 | 2013-10-22 12:01 | 2013 | 10 | 22 | 12 | 3 | 0 | #DIV/0!
2013-10-22 | 2013-10-22 13:01 | 2013 | 10 | 22 | 13 | 3 | 0 | #DIV/0!
2013-10-22 | 2013-10-22 14:01 | 2013 | 10 | 22 | 14 | 3 | 0 | #DIV/0!
2013-10-22 | 2013-10-22 15:01 | 2013 | 10 | 22 | 15 | 3 | 0 | #DIV/0!
2013-10-22 | 2013-10-22 16:01 | 2013 | 10 | 22 | 16 | 3 | 0 | #DIV/0!
2013-10-22 | 2013-10-22 17:01 | 2013 | 10 | 22 | 17 | 3 | 0 | #DIV/0!
2013-10-22 | 2013-10-22 18:01 | 2013 | 10 | 22 | 18 | 3 | 0 | #DIV/0!
2013-10-22 | 2013-10-22 19:01 | 2013 | 10 | 22 | 19 | 3 | 0 | #DIV/0!
2013-10-22 | 2013-10-22 20:01 | 2013 | 10 | 22 | 20 | 3 | 0 | #DIV/0!
2013-10-22 | 2013-10-22 21:01 | 2013 | 10 | 22 | 21 | 3 | 0 | #DIV/0!
2013-10-22 | 2013-10-22 22:01 | 2013 | 10 | 22 | 22 | 3 | 0 | #DIV/0!
2013-10-22 | 2013-10-22 23:01 | 2013 | 10 | 22 | 23 | 3 | 0 | #DIV/0!
2013-10-23 | 2013-10-23 00:01 | 2013 | 10 | 23 | 24 | 4 | 0 | #DIV/0!
2013-10-23 | 2013-10-23 01:01 | 2013 | 10 | 23 | 1 | 4 | 0 | #DIV/0!
2013-10-23 | 2013-10-23 02:01 | 2013 | 10 | 23 | 2 | 4 | 0 | #DIV/0!
2013-10-23 | 2013-10-23 03:01 | 2013 | 10 | 23 | 3 | 4 | 0 | #DIV/0!
2013-10-23 | 2013-10-23 04:01 | 2013 | 10 | 23 | 4 | 4 | 0 | #DIV/0!
2013-10-23 | 2013-10-23 05:01 | 2013 | 10 | 23 | 5 | 4 | 0 | #DIV/0!
2013-10-23 | 2013-10-23 06:01 | 2013 | 10 | 23 | 6 | 4 | 0 | #DIV/0!
2013-10-23 | 2013-10-23 07:01 | 2013 | 10 | 23 | 7 | 4 | 0 | #DIV/0!
2013-10-23 | 2013-10-23 08:01 | 2013 | 10 | 23 | 8 | 4 | 0 | #DIV/0!
2013-10-23 | 2013-10-23 09:01 | 2013 | 10 | 23 | 9 | 4 | 0 | #DIV/0!
2013-10-23 | 2013-10-23 10:01 | 2013 | 10 | 23 | 10 | 4 | 0 | #DIV/0!
2013-10-23 | 2013-10-23 11:01 | 2013 | 10 | 23 | 11 | 4 | 0 | #DIV/0!
2013-10-23 | 2013-10-23 12:01 | 2013 | 10 | 23 | 12 | 4 | 0 | #DIV/0!
2013-10-23 | 2013-10-23 13:01 | 2013 | 10 | 23 | 13 | 4 | 0 | #DIV/0!
2013-10-23 | 2013-10-23 14:01 | 2013 | 10 | 23 | 14 | 4 | 0 | #DIV/0!
2013-10-23 | 2013-10-23 15:01 | 2013 | 10 | 23 | 15 | 4 | 0 | #DIV/0!
2013-10-23 | 2013-10-23 16:01 | 2013 | 10 | 23 | 16 | 4 | 0 | #DIV/0!
2013-10-23 | 2013-10-23 17:01 | 2013 | 10 | 23 | 17 | 4 | 0 | #DIV/0!
2013-10-23 | 2013-10-23 18:01 | 2013 | 10 | 23 | 18 | 4 | 0 | #DIV/0!
2013-10-23 | 2013-10-23 19:01 | 2013 | 10 | 23 | 19 | 4 | 0 | #DIV/0!
2013-10-23 | 2013-10-23 20:01 | 2013 | 10 | 23 | 20 | 4 | 0 | #DIV/0!
2013-10-23 | 2013-10-23 21:01 | 2013 | 10 | 23 | 21 | 4 | 0 | #DIV/0!
2013-10-23 | 2013-10-23 22:01 | 2013 | 10 | 23 | 22 | 4 | 0 | #DIV/0!
2013-10-23 | 2013-10-23 23:01 | 2013 | 10 | 23 | 23 | 4 | 0 | #DIV/0!
2013-10-24 | 2013-10-24 00:01 | 2013 | 10 | 24 | 24 | 5 | 0 | #DIV/0!
2013-10-24 | 2013-10-24 01:01 | 2013 | 10 | 24 | 1 | 5 | 0 | #DIV/0!
2013-10-24 | 2013-10-24 02:01 | 2013 | 10 | 24 | 2 | 5 | 0 | #DIV/0!
2013-10-24 | 2013-10-24 03:01 | 2013 | 10 | 24 | 3 | 5 | 0 | #DIV/0!
2013-10-24 | 2013-10-24 04:01 | 2013 | 10 | 24 | 4 | 5 | 0 | #DIV/0!
2013-10-24 | 2013-10-24 05:01 | 2013 | 10 | 24 | 5 | 5 | 0 | #DIV/0!
2013-10-24 | 2013-10-24 06:01 | 2013 | 10 | 24 | 6 | 5 | 0 | #DIV/0!
2013-10-24 | 2013-10-24 07:01 | 2013 | 10 | 24 | 7 | 5 | 0 | #DIV/0!
2013-10-24 | 2013-10-24 08:01 | 2013 | 10 | 24 | 8 | 5 | 0 | #DIV/0!
2013-10-24 | 2013-10-24 09:01 | 2013 | 10 | 24 | 9 | 5 | 0 | #DIV/0!
2013-10-24 | 2013-10-24 10:01 | 2013 | 10 | 24 | 10 | 5 | 0 | #DIV/0!
2013-10-24 | 2013-10-24 11:01 | 2013 | 10 | 24 | 11 | 5 | 0 | #DIV/0!
2013-10-24 | 2013-10-24 12:01 | 2013 | 10 | 24 | 12 | 5 | 0 | #DIV/0!
2013-10-24 | 2013-10-24 13:01 | 2013 | 10 | 24 | 13 | 5 | 0 | #DIV/0!
2013-10-24 | 2013-10-24 14:01 | 2013 | 10 | 24 | 14 | 5 | 0 | #DIV/0!
2013-10-24 | 2013-10-24 15:01 | 2013 | 10 | 24 | 15 | 5 | 0 | #DIV/0!
2013-10-24 | 2013-10-24 16:01 | 2013 | 10 | 24 | 16 | 5 | 0 | #DIV/0!
2013-10-24 | 2013-10-24 17:01 | 2013 | 10 | 24 | 17 | 5 | 0 | #DIV/0!
2013-10-24 | 2013-10-24 18:01 | 2013 | 10 | 24 | 18 | 5 | 0 | #DIV/0!
2013-10-24 | 2013-10-24 19:01 | 2013 | 10 | 24 | 19 | 5 | 0 | #DIV/0!
2013-10-24 | 2013-10-24 20:01 | 2013 | 10 | 24 | 20 | 5 | 0 | #DIV/0!
2013-10-24 | 2013-10-24 21:01 | 2013 | 10 | 24 | 21 | 5 | 0 | #DIV/0!
2013-10-24 | 2013-10-24 22:01 | 2013 | 10 | 24 | 22 | 5 | 0 | #DIV/0!
2013-10-24 | 2013-10-24 23:01 | 2013 | 10 | 24 | 23 | 5 | 0 | #DIV/0!
2013-10-25 | 2013-10-25 00:01 | 2013 | 10 | 25 | 24 | 6 | 0 | #DIV/0!
2013-10-25 | 2013-10-25 01:01 | 2013 | 10 | 25 | 1 | 6 | 0 | #DIV/0!
2013-10-25 | 2013-10-25 02:01 | 2013 | 10 | 25 | 2 | 6 | 0 | #DIV/0!
2013-10-25 | 2013-10-25 03:01 | 2013 | 10 | 25 | 3 | 6 | 0 | #DIV/0!
2013-10-25 | 2013-10-25 04:01 | 2013 | 10 | 25 | 4 | 6 | 0 | #DIV/0!
2013-10-25 | 2013-10-25 05:01 | 2013 | 10 | 25 | 5 | 6 | 0 | #DIV/0!
2013-10-25 | 2013-10-25 06:01 | 2013 | 10 | 25 | 6 | 6 | 0 | #DIV/0!
2013-10-25 | 2013-10-25 07:01 | 2013 | 10 | 25 | 7 | 6 | 0 | #DIV/0!
2013-10-25 | 2013-10-25 08:01 | 2013 | 10 | 25 | 8 | 6 | 0 | #DIV/0!
2013-10-25 | 2013-10-25 09:01 | 2013 | 10 | 25 | 9 | 6 | 0 | #DIV/0!
2013-10-25 | 2013-10-25 10:01 | 2013 | 10 | 25 | 10 | 6 | 0 | #DIV/0!
2013-10-25 | 2013-10-25 11:01 | 2013 | 10 | 25 | 11 | 6 | 0 | #DIV/0!
2013-10-25 | 2013-10-25 12:01 | 2013 | 10 | 25 | 12 | 6 | 0 | #DIV/0!
2013-10-25 | 2013-10-25 13:01 | 2013 | 10 | 25 | 13 | 6 | 0 | #DIV/0!
2013-10-25 | 2013-10-25 14:01 | 2013 | 10 | 25 | 14 | 6 | 0 | #DIV/0!
2013-10-25 | 2013-10-25 15:01 | 2013 | 10 | 25 | 15 | 6 | 0 | #DIV/0!
2013-10-25 | 2013-10-25 16:01 | 2013 | 10 | 25 | 16 | 6 | 0 | #DIV/0!
2013-10-25 | 2013-10-25 17:01 | 2013 | 10 | 25 | 17 | 6 | 0 | #DIV/0!
2013-10-25 | 2013-10-25 18:01 | 2013 | 10 | 25 | 18 | 6 | 0 | #DIV/0!
2013-10-25 | 2013-10-25 19:01 | 2013 | 10 | 25 | 19 | 6 | 0 | #DIV/0!
2013-10-25 | 2013-10-25 20:01 | 2013 | 10 | 25 | 20 | 6 | 0 | #DIV/0!
2013-10-25 | 2013-10-25 21:01 | 2013 | 10 | 25 | 21 | 6 | 0 | #DIV/0!
2013-10-25 | 2013-10-25 22:01 | 2013 | 10 | 25 | 22 | 6 | 0 | #DIV/0!
2013-10-25 | 2013-10-25 23:01 | 2013 | 10 | 25 | 23 | 6 | 0 | #DIV/0!
2013-10-26 | 2013-10-26 00:01 | 2013 | 10 | 26 | 24 | 7 | 0 | #DIV/0!
2013-10-26 | 2013-10-26 01:01 | 2013 | 10 | 26 | 1 | 7 | 0 | #DIV/0!
2013-10-26 | 2013-10-26 02:01 | 2013 | 10 | 26 | 2 | 7 | 0 | #DIV/0!
2013-10-26 | 2013-10-26 03:01 | 2013 | 10 | 26 | 3 | 7 | 0 | #DIV/0!
2013-10-26 | 2013-10-26 04:01 | 2013 | 10 | 26 | 4 | 7 | 0 | #DIV/0!
2013-10-26 | 2013-10-26 05:01 | 2013 | 10 | 26 | 5 | 7 | 0 | #DIV/0!
2013-10-26 | 2013-10-26 06:01 | 2013 | 10 | 26 | 6 | 7 | 0 | #DIV/0!
2013-10-26 | 2013-10-26 07:01 | 2013 | 10 | 26 | 7 | 7 | 0 | #DIV/0!
2013-10-26 | 2013-10-26 08:01 | 2013 | 10 | 26 | 8 | 7 | 0 | #DIV/0!
2013-10-26 | 2013-10-26 09:01 | 2013 | 10 | 26 | 9 | 7 | 0 | #DIV/0!
2013-10-26 | 2013-10-26 10:01 | 2013 | 10 | 26 | 10 | 7 | 0 | #DIV/0!
2013-10-26 | 2013-10-26 11:01 | 2013 | 10 | 26 | 11 | 7 | 0 | #DIV/0!
2013-10-26 | 2013-10-26 12:01 | 2013 | 10 | 26 | 12 | 7 | 0 | #DIV/0!
2013-10-26 | 2013-10-26 13:01 | 2013 | 10 | 26 | 13 | 7 | 0 | #DIV/0!
2013-10-26 | 2013-10-26 14:01 | 2013 | 10 | 26 | 14 | 7 | 0 | #DIV/0!
2013-10-26 | 2013-10-26 15:01 | 2013 | 10 | 26 | 15 | 7 | 0 | #DIV/0!
2013-10-26 | 2013-10-26 16:01 | 2013 | 10 | 26 | 16 | 7 | 0 | #DIV/0!
2013-10-26 | 2013-10-26 17:01 | 2013 | 10 | 26 | 17 | 7 | 0 | #DIV/0!
2013-10-26 | 2013-10-26 18:01 | 2013 | 10 | 26 | 18 | 7 | 0 | #DIV/0!
2013-10-26 | 2013-10-26 19:01 | 2013 | 10 | 26 | 19 | 7 | 0 | #DIV/0!
2013-10-26 | 2013-10-26 20:01 | 2013 | 10 | 26 | 20 | 7 | 0 | #DIV/0!
2013-10-26 | 2013-10-26 21:01 | 2013 | 10 | 26 | 21 | 7 | 0 | #DIV/0!
2013-10-26 | 2013-10-26 22:01 | 2013 | 10 | 26 | 22 | 7 | 0 | #DIV/0!
2013-10-26 | 2013-10-26 23:01 | 2013 | 10 | 26 | 23 | 7 | 0 | #DIV/0!
2013-10-27 | 2013-10-27 00:01 | 2013 | 10 | 27 | 24 | 1 | 0 | #DIV/0!
2013-10-27 | 2013-10-27 01:01 | 2013 | 10 | 27 | 1 | 1 | 0 | #DIV/0!
2013-10-27 | 2013-10-27 02:01 | 2013 | 10 | 27 | 2 | 1 | 0 | #DIV/0!
2013-10-27 | 2013-10-27 03:01 | 2013 | 10 | 27 | 3 | 1 | 0 | #DIV/0!
2013-10-27 | 2013-10-27 04:01 | 2013 | 10 | 27 | 4 | 1 | 0 | #DIV/0!
2013-10-27 | 2013-10-27 05:01 | 2013 | 10 | 27 | 5 | 1 | 0 | #DIV/0!
2013-10-27 | 2013-10-27 06:01 | 2013 | 10 | 27 | 6 | 1 | 0 | #DIV/0!
2013-10-27 | 2013-10-27 07:01 | 2013 | 10 | 27 | 7 | 1 | 0 | #DIV/0!
2013-10-27 | 2013-10-27 08:01 | 2013 | 10 | 27 | 8 | 1 | 0 | #DIV/0!
2013-10-27 | 2013-10-27 09:01 | 2013 | 10 | 27 | 9 | 1 | 0 | #DIV/0!
2013-10-27 | 2013-10-27 10:01 | 2013 | 10 | 27 | 10 | 1 | 0 | #DIV/0!
2013-10-27 | 2013-10-27 11:01 | 2013 | 10 | 27 | 11 | 1 | 0 | #DIV/0!
2013-10-27 | 2013-10-27 12:01 | 2013 | 10 | 27 | 12 | 1 | 0 | #DIV/0!
2013-10-27 | 2013-10-27 13:01 | 2013 | 10 | 27 | 13 | 1 | 0 | #DIV/0!
2013-10-27 | 2013-10-27 14:01 | 2013 | 10 | 27 | 14 | 1 | 0 | #DIV/0!
2013-10-27 | 2013-10-27 15:01 | 2013 | 10 | 27 | 15 | 1 | 0 | #DIV/0!
2013-10-27 | 2013-10-27 16:01 | 2013 | 10 | 27 | 16 | 1 | 0 | #DIV/0!
2013-10-27 | 2013-10-27 17:01 | 2013 | 10 | 27 | 17 | 1 | 0 | #DIV/0!
2013-10-27 | 2013-10-27 18:01 | 2013 | 10 | 27 | 18 | 1 | 0 | #DIV/0!
2013-10-27 | 2013-10-27 19:01 | 2013 | 10 | 27 | 19 | 1 | 0 | #DIV/0!
2013-10-27 | 2013-10-27 20:01 | 2013 | 10 | 27 | 20 | 1 | 0 | #DIV/0!
2013-10-27 | 2013-10-27 21:01 | 2013 | 10 | 27 | 21 | 1 | 0 | #DIV/0!
2013-10-27 | 2013-10-27 22:01 | 2013 | 10 | 27 | 22 | 1 | 0 | #DIV/0!
2013-10-27 | 2013-10-27 23:01 | 2013 | 10 | 27 | 23 | 1 | 0 | #DIV/0!
2013-10-28 | 2013-10-28 00:01 | 2013 | 10 | 28 | 24 | 2 | 0 | #DIV/0!
2013-10-28 | 2013-10-28 01:01 | 2013 | 10 | 28 | 1 | 2 | 0 | #DIV/0!
2013-10-28 | 2013-10-28 02:01 | 2013 | 10 | 28 | 2 | 2 | 0 | #DIV/0!
2013-10-28 | 2013-10-28 03:01 | 2013 | 10 | 28 | 3 | 2 | 0 | #DIV/0!
2013-10-28 | 2013-10-28 04:01 | 2013 | 10 | 28 | 4 | 2 | 0 | #DIV/0!
2013-10-28 | 2013-10-28 05:01 | 2013 | 10 | 28 | 5 | 2 | 0 | #DIV/0!
2013-10-28 | 2013-10-28 06:01 | 2013 | 10 | 28 | 6 | 2 | 0 | #DIV/0!
2013-10-28 | 2013-10-28 07:01 | 2013 | 10 | 28 | 7 | 2 | 0 | #DIV/0!
2013-10-28 | 2013-10-28 08:01 | 2013 | 10 | 28 | 8 | 2 | 0 | #DIV/0!
2013-10-28 | 2013-10-28 09:01 | 2013 | 10 | 28 | 9 | 2 | 0 | #DIV/0!
2013-10-28 | 2013-10-28 10:01 | 2013 | 10 | 28 | 10 | 2 | 0 | #DIV/0!
2013-10-28 | 2013-10-28 11:01 | 2013 | 10 | 28 | 11 | 2 | 0 | #DIV/0!
2013-10-28 | 2013-10-28 12:01 | 2013 | 10 | 28 | 12 | 2 | 0 | #DIV/0!
2013-10-28 | 2013-10-28 13:01 | 2013 | 10 | 28 | 13 | 2 | 0 | #DIV/0!
2013-10-28 | 2013-10-28 14:01 | 2013 | 10 | 28 | 14 | 2 | 0 | #DIV/0!
2013-10-28 | 2013-10-28 15:01 | 2013 | 10 | 28 | 15 | 2 | 0 | #DIV/0!
2013-10-28 | 2013-10-28 16:01 | 2013 | 10 | 28 | 16 | 2 | 0 | #DIV/0!
2013-10-28 | 2013-10-28 17:01 | 2013 | 10 | 28 | 17 | 2 | 0 | #DIV/0!
2013-10-28 | 2013-10-28 18:01 | 2013 | 10 | 28 | 18 | 2 | 0 | #DIV/0!
2013-10-28 | 2013-10-28 19:01 | 2013 | 10 | 28 | 19 | 2 | 0 | #DIV/0!
2013-10-28 | 2013-10-28 20:01 | 2013 | 10 | 28 | 20 | 2 | 0 | #DIV/0!
2013-10-28 | 2013-10-28 21:01 | 2013 | 10 | 28 | 21 | 2 | 0 | #DIV/0!
2013-10-28 | 2013-10-28 22:01 | 2013 | 10 | 28 | 22 | 2 | 0 | #DIV/0!
2013-10-28 | 2013-10-28 23:01 | 2013 | 10 | 28 | 23 | 2 | 0 | #DIV/0!
2013-10-29 | 2013-10-29 00:01 | 2013 | 10 | 29 | 24 | 3 | 0 | #DIV/0!
2013-10-29 | 2013-10-29 01:01 | 2013 | 10 | 29 | 1 | 3 | 0 | #DIV/0!
2013-10-29 | 2013-10-29 02:01 | 2013 | 10 | 29 | 2 | 3 | 0 | #DIV/0!
2013-10-29 | 2013-10-29 03:01 | 2013 | 10 | 29 | 3 | 3 | 0 | #DIV/0!
2013-10-29 | 2013-10-29 04:01 | 2013 | 10 | 29 | 4 | 3 | 0 | #DIV/0!
2013-10-29 | 2013-10-29 05:01 | 2013 | 10 | 29 | 5 | 3 | 0 | #DIV/0!
2013-10-29 | 2013-10-29 06:01 | 2013 | 10 | 29 | 6 | 3 | 0 | #DIV/0!
2013-10-29 | 2013-10-29 07:01 | 2013 | 10 | 29 | 7 | 3 | 0 | #DIV/0!
2013-10-29 | 2013-10-29 08:01 | 2013 | 10 | 29 | 8 | 3 | 0 | #DIV/0!
2013-10-29 | 2013-10-29 09:01 | 2013 | 10 | 29 | 9 | 3 | 0 | #DIV/0!
2013-10-29 | 2013-10-29 10:01 | 2013 | 10 | 29 | 10 | 3 | 0 | #DIV/0!
2013-10-29 | 2013-10-29 11:01 | 2013 | 10 | 29 | 11 | 3 | 0 | #DIV/0!
2013-10-29 | 2013-10-29 12:01 | 2013 | 10 | 29 | 12 | 3 | 0 | #DIV/0!
2013-10-29 | 2013-10-29 13:01 | 2013 | 10 | 29 | 13 | 3 | 0 | #DIV/0!
2013-10-29 | 2013-10-29 14:01 | 2013 | 10 | 29 | 14 | 3 | 0 | #DIV/0!
2013-10-29 | 2013-10-29 15:01 | 2013 | 10 | 29 | 15 | 3 | 0 | #DIV/0!
2013-10-29 | 2013-10-29 16:01 | 2013 | 10 | 29 | 16 | 3 | 0 | #DIV/0!
2013-10-29 | 2013-10-29 17:01 | 2013 | 10 | 29 | 17 | 3 | 0 | #DIV/0!
2013-10-29 | 2013-10-29 18:01 | 2013 | 10 | 29 | 18 | 3 | 0 | #DIV/0!
2013-10-29 | 2013-10-29 19:01 | 2013 | 10 | 29 | 19 | 3 | 0 | #DIV/0!
2013-10-29 | 2013-10-29 20:01 | 2013 | 10 | 29 | 20 | 3 | 0 | #DIV/0!
2013-10-29 | 2013-10-29 21:01 | 2013 | 10 | 29 | 21 | 3 | 0 | #DIV/0!
2013-10-29 | 2013-10-29 22:01 | 2013 | 10 | 29 | 22 | 3 | 0 | #DIV/0!
2013-10-29 | 2013-10-29 23:01 | 2013 | 10 | 29 | 23 | 3 | 0 | #DIV/0!
2013-10-30 | 2013-10-30 00:01 | 2013 | 10 | 30 | 24 | 4 | 0 | #DIV/0!
2013-10-30 | 2013-10-30 01:01 | 2013 | 10 | 30 | 1 | 4 | 0 | #DIV/0!
2013-10-30 | 2013-10-30 02:01 | 2013 | 10 | 30 | 2 | 4 | 0 | #DIV/0!
2013-10-30 | 2013-10-30 03:01 | 2013 | 10 | 30 | 3 | 4 | 0 | #DIV/0!
2013-10-30 | 2013-10-30 04:01 | 2013 | 10 | 30 | 4 | 4 | 0 | #DIV/0!
2013-10-30 | 2013-10-30 05:01 | 2013 | 10 | 30 | 5 | 4 | 0 | #DIV/0!
2013-10-30 | 2013-10-30 06:01 | 2013 | 10 | 30 | 6 | 4 | 0 | #DIV/0!
2013-10-30 | 2013-10-30 07:01 | 2013 | 10 | 30 | 7 | 4 | 0 | #DIV/0!
2013-10-30 | 2013-10-30 08:01 | 2013 | 10 | 30 | 8 | 4 | 0 | #DIV/0!
2013-10-30 | 2013-10-30 09:01 | 2013 | 10 | 30 | 9 | 4 | 0 | #DIV/0!
2013-10-30 | 2013-10-30 10:01 | 2013 | 10 | 30 | 10 | 4 | 0 | #DIV/0!
2013-10-30 | 2013-10-30 11:01 | 2013 | 10 | 30 | 11 | 4 | 0 | #DIV/0!
2013-10-30 | 2013-10-30 12:01 | 2013 | 10 | 30 | 12 | 4 | 0 | #DIV/0!
2013-10-30 | 2013-10-30 13:01 | 2013 | 10 | 30 | 13 | 4 | 0 | #DIV/0!
2013-10-30 | 2013-10-30 14:01 | 2013 | 10 | 30 | 14 | 4 | 0 | #DIV/0!
2013-10-30 | 2013-10-30 15:01 | 2013 | 10 | 30 | 15 | 4 | 0 | #DIV/0!
2013-10-30 | 2013-10-30 16:01 | 2013 | 10 | 30 | 16 | 4 | 0 | #DIV/0!
2013-10-30 | 2013-10-30 17:01 | 2013 | 10 | 30 | 17 | 4 | 0 | #DIV/0!
2013-10-30 | 2013-10-30 18:01 | 2013 | 10 | 30 | 18 | 4 | 0 | #DIV/0!
2013-10-30 | 2013-10-30 19:01 | 2013 | 10 | 30 | 19 | 4 | 0 | #DIV/0!
2013-10-30 | 2013-10-30 20:01 | 2013 | 10 | 30 | 20 | 4 | 0 | #DIV/0!
2013-10-30 | 2013-10-30 21:01 | 2013 | 10 | 30 | 21 | 4 | 0 | #DIV/0!
2013-10-30 | 2013-10-30 22:01 | 2013 | 10 | 30 | 22 | 4 | 0 | #DIV/0!
2013-10-30 | 2013-10-30 23:01 | 2013 | 10 | 30 | 23 | 4 | 0 | #DIV/0!
2013-10-31 | 2013-10-31 00:01 | 2013 | 10 | 31 | 24 | 5 | 0 | #DIV/0!
2013-10-31 | 2013-10-31 01:01 | 2013 | 10 | 31 | 1 | 5 | 0 | #DIV/0!
2013-10-31 | 2013-10-31 02:01 | 2013 | 10 | 31 | 2 | 5 | 0 | #DIV/0!
2013-10-31 | 2013-10-31 03:01 | 2013 | 10 | 31 | 3 | 5 | 0 | #DIV/0!
2013-10-31 | 2013-10-31 04:01 | 2013 | 10 | 31 | 4 | 5 | 0 | #DIV/0!
2013-10-31 | 2013-10-31 05:01 | 2013 | 10 | 31 | 5 | 5 | 0 | #DIV/0!
2013-10-31 | 2013-10-31 06:01 | 2013 | 10 | 31 | 6 | 5 | 0 | #DIV/0!
2013-10-31 | 2013-10-31 07:01 | 2013 | 10 | 31 | 7 | 5 | 0 | #DIV/0!
2013-10-31 | 2013-10-31 08:01 | 2013 | 10 | 31 | 8 | 5 | 0 | #DIV/0!
2013-10-31 | 2013-10-31 09:01 | 2013 | 10 | 31 | 9 | 5 | 0 | #DIV/0!
2013-10-31 | 2013-10-31 10:01 | 2013 | 10 | 31 | 10 | 5 | 0 | #DIV/0!
2013-10-31 | 2013-10-31 11:01 | 2013 | 10 | 31 | 11 | 5 | 0 | #DIV/0!
2013-10-31 | 2013-10-31 12:01 | 2013 | 10 | 31 | 12 | 5 | 0 | #DIV/0!
2013-10-31 | 2013-10-31 13:01 | 2013 | 10 | 31 | 13 | 5 | 0 | #DIV/0!
2013-10-31 | 2013-10-31 14:01 | 2013 | 10 | 31 | 14 | 5 | 0 | #DIV/0!
2013-10-31 | 2013-10-31 15:01 | 2013 | 10 | 31 | 15 | 5 | 0 | #DIV/0!
2013-10-31 | 2013-10-31 16:01 | 2013 | 10 | 31 | 16 | 5 | 0 | #DIV/0!
2013-10-31 | 2013-10-31 17:01 | 2013 | 10 | 31 | 17 | 5 | 0 | #DIV/0!
2013-10-31 | 2013-10-31 18:01 | 2013 | 10 | 31 | 18 | 5 | 0 | #DIV/0!
2013-10-31 | 2013-10-31 19:01 | 2013 | 10 | 31 | 19 | 5 | 0 | #DIV/0!
2013-10-31 | 2013-10-31 20:01 | 2013 | 10 | 31 | 20 | 5 | 0 | #DIV/0!
2013-10-31 | 2013-10-31 21:01 | 2013 | 10 | 31 | 21 | 5 | 0 | #DIV/0!
2013-10-31 | 2013-10-31 22:01 | 2013 | 10 | 31 | 22 | 5 | 0 | #DIV/0!
2013-10-31 | 2013-10-31 23:01 | 2013 | 10 | 31 | 23 | 5 | 0 | #DIV/0!
2013-11-01 | 2013-11-01 00:01 | 2013 | 11 | 1 | 24 | 6 | 0 | #DIV/0!
2013-11-01 | 2013-11-01 01:01 | 2013 | 11 | 1 | 1 | 6 | 0 | #DIV/0!
2013-11-01 | 2013-11-01 02:01 | 2013 | 11 | 1 | 2 | 6 | 0 | #DIV/0!
2013-11-01 | 2013-11-01 03:01 | 2013 | 11 | 1 | 3 | 6 | 0 | #DIV/0!
2013-11-01 | 2013-11-01 04:01 | 2013 | 11 | 1 | 4 | 6 | 0 | #DIV/0!
2013-11-01 | 2013-11-01 05:01 | 2013 | 11 | 1 | 5 | 6 | 0 | #DIV/0!
2013-11-01 | 2013-11-01 06:01 | 2013 | 11 | 1 | 6 | 6 | 0 | #DIV/0!
2013-11-01 | 2013-11-01 07:01 | 2013 | 11 | 1 | 7 | 6 | 0 | #DIV/0!
2013-11-01 | 2013-11-01 08:01 | 2013 | 11 | 1 | 8 | 6 | 0 | #DIV/0!
2013-11-01 | 2013-11-01 09:01 | 2013 | 11 | 1 | 9 | 6 | 0 | #DIV/0!
2013-11-01 | 2013-11-01 10:01 | 2013 | 11 | 1 | 10 | 6 | 0 | #DIV/0!
2013-11-01 | 2013-11-01 11:01 | 2013 | 11 | 1 | 11 | 6 | 0 | #DIV/0!
2013-11-01 | 2013-11-01 12:01 | 2013 | 11 | 1 | 12 | 6 | 0 | #DIV/0!
2013-11-01 | 2013-11-01 13:01 | 2013 | 11 | 1 | 13 | 6 | 0 | #DIV/0!
2013-11-01 | 2013-11-01 14:01 | 2013 | 11 | 1 | 14 | 6 | 0 | #DIV/0!
2013-11-01 | 2013-11-01 15:01 | 2013 | 11 | 1 | 15 | 6 | 0 | #DIV/0!
2013-11-01 | 2013-11-01 16:01 | 2013 | 11 | 1 | 16 | 6 | 0 | #DIV/0!
2013-11-01 | 2013-11-01 17:01 | 2013 | 11 | 1 | 17 | 6 | 0 | #DIV/0!
2013-11-01 | 2013-11-01 18:01 | 2013 | 11 | 1 | 18 | 6 | 0 | #DIV/0!
2013-11-01 | 2013-11-01 19:01 | 2013 | 11 | 1 | 19 | 6 | 0 | #DIV/0!
2013-11-01 | 2013-11-01 20:01 | 2013 | 11 | 1 | 20 | 6 | 0 | #DIV/0!
2013-11-01 | 2013-11-01 21:01 | 2013 | 11 | 1 | 21 | 6 | 0 | #DIV/0!
2013-11-01 | 2013-11-01 22:01 | 2013 | 11 | 1 | 22 | 6 | 0 | #DIV/0!
2013-11-01 | 2013-11-01 23:01 | 2013 | 11 | 1 | 23 | 6 | 0 | #DIV/0!
2013-11-02 | 2013-11-02 00:01 | 2013 | 11 | 2 | 24 | 7 | 0 | #DIV/0!
2013-11-02 | 2013-11-02 01:01 | 2013 | 11 | 2 | 1 | 7 | 0 | #DIV/0!
2013-11-02 | 2013-11-02 02:01 | 2013 | 11 | 2 | 2 | 7 | 0 | #DIV/0!
2013-11-02 | 2013-11-02 03:01 | 2013 | 11 | 2 | 3 | 7 | 0 | #DIV/0!
2013-11-02 | 2013-11-02 04:01 | 2013 | 11 | 2 | 4 | 7 | 0 | #DIV/0!
2013-11-02 | 2013-11-02 05:01 | 2013 | 11 | 2 | 5 | 7 | 0 | #DIV/0!
2013-11-02 | 2013-11-02 06:01 | 2013 | 11 | 2 | 6 | 7 | 0 | #DIV/0!
2013-11-02 | 2013-11-02 07:01 | 2013 | 11 | 2 | 7 | 7 | 0 | #DIV/0!
2013-11-02 | 2013-11-02 08:01 | 2013 | 11 | 2 | 8 | 7 | 0 | #DIV/0!
2013-11-02 | 2013-11-02 09:01 | 2013 | 11 | 2 | 9 | 7 | 0 | #DIV/0!
2013-11-02 | 2013-11-02 10:01 | 2013 | 11 | 2 | 10 | 7 | 0 | #DIV/0!
2013-11-02 | 2013-11-02 11:01 | 2013 | 11 | 2 | 11 | 7 | 0 | #DIV/0!
2013-11-02 | 2013-11-02 12:01 | 2013 | 11 | 2 | 12 | 7 | 0 | #DIV/0!
2013-11-02 | 2013-11-02 13:01 | 2013 | 11 | 2 | 13 | 7 | 0 | #DIV/0!
2013-11-02 | 2013-11-02 14:01 | 2013 | 11 | 2 | 14 | 7 | 0 | #DIV/0!
2013-11-02 | 2013-11-02 15:01 | 2013 | 11 | 2 | 15 | 7 | 0 | #DIV/0!
2013-11-02 | 2013-11-02 16:01 | 2013 | 11 | 2 | 16 | 7 | 0 | #DIV/0!
2013-11-02 | 2013-11-02 17:01 | 2013 | 11 | 2 | 17 | 7 | 0 | #DIV/0!
2013-11-02 | 2013-11-02 18:01 | 2013 | 11 | 2 | 18 | 7 | 0 | #DIV/0!
2013-11-02 | 2013-11-02 19:01 | 2013 | 11 | 2 | 19 | 7 | 0 | #DIV/0!
2013-11-02 | 2013-11-02 20:01 | 2013 | 11 | 2 | 20 | 7 | 0 | #DIV/0!
2013-11-02 | 2013-11-02 21:01 | 2013 | 11 | 2 | 21 | 7 | 0 | #DIV/0!
2013-11-02 | 2013-11-02 22:01 | 2013 | 11 | 2 | 22 | 7 | 0 | #DIV/0!
2013-11-02 | 2013-11-02 23:01 | 2013 | 11 | 2 | 23 | 7 | 0 | #DIV/0!
2013-11-03 | 2013-11-03 00:01 | 2013 | 11 | 3 | 24 | 1 | 0 | #DIV/0!
2013-11-03 | 2013-11-03 01:01 | 2013 | 11 | 3 | 1 | 1 | 0 | #DIV/0!
2013-11-03 | 2013-11-03 02:01 | 2013 | 11 | 3 | 2 | 1 | 0 | #DIV/0!
2013-11-03 | 2013-11-03 03:01 | 2013 | 11 | 3 | 3 | 1 | 0 | #DIV/0!
2013-11-03 | 2013-11-03 04:01 | 2013 | 11 | 3 | 4 | 1 | 0 | #DIV/0!
2013-11-03 | 2013-11-03 05:01 | 2013 | 11 | 3 | 5 | 1 | 0 | #DIV/0!
2013-11-03 | 2013-11-03 06:01 | 2013 | 11 | 3 | 6 | 1 | 0 | #DIV/0!
2013-11-03 | 2013-11-03 07:01 | 2013 | 11 | 3 | 7 | 1 | 0 | #DIV/0!
2013-11-03 | 2013-11-03 08:01 | 2013 | 11 | 3 | 8 | 1 | 0 | #DIV/0!
2013-11-03 | 2013-11-03 09:01 | 2013 | 11 | 3 | 9 | 1 | 0 | #DIV/0!
2013-11-03 | 2013-11-03 10:01 | 2013 | 11 | 3 | 10 | 1 | 0 | #DIV/0!
2013-11-03 | 2013-11-03 11:01 | 2013 | 11 | 3 | 11 | 1 | 0 | #DIV/0!
2013-11-03 | 2013-11-03 12:01 | 2013 | 11 | 3 | 12 | 1 | 0 | #DIV/0!
2013-11-03 | 2013-11-03 13:01 | 2013 | 11 | 3 | 13 | 1 | 0 | #DIV/0!
2013-11-03 | 2013-11-03 14:01 | 2013 | 11 | 3 | 14 | 1 | 0 | #DIV/0!
2013-11-03 | 2013-11-03 15:01 | 2013 | 11 | 3 | 15 | 1 | 0 | #DIV/0!
2013-11-03 | 2013-11-03 16:01 | 2013 | 11 | 3 | 16 | 1 | 0 | #DIV/0!
2013-11-03 | 2013-11-03 17:01 | 2013 | 11 | 3 | 17 | 1 | 0 | #DIV/0!
2013-11-03 | 2013-11-03 18:01 | 2013 | 11 | 3 | 18 | 1 | 0 | #DIV/0!
2013-11-03 | 2013-11-03 19:01 | 2013 | 11 | 3 | 19 | 1 | 0 | #DIV/0!
2013-11-03 | 2013-11-03 20:01 | 2013 | 11 | 3 | 20 | 1 | 0 | #DIV/0!
2013-11-03 | 2013-11-03 21:01 | 2013 | 11 | 3 | 21 | 1 | 0 | #DIV/0!
2013-11-03 | 2013-11-03 22:01 | 2013 | 11 | 3 | 22 | 1 | 0 | #DIV/0!
2013-11-03 | 2013-11-03 23:01 | 2013 | 11 | 3 | 23 | 1 | 0 | #DIV/0!
2013-11-04 | 2013-11-04 00:01 | 2013 | 11 | 4 | 24 | 2 | 0 | #DIV/0!
2013-11-04 | 2013-11-04 01:01 | 2013 | 11 | 4 | 1 | 2 | 0 | #DIV/0!
2013-11-04 | 2013-11-04 02:01 | 2013 | 11 | 4 | 2 | 2 | 0 | #DIV/0!
2013-11-04 | 2013-11-04 03:01 | 2013 | 11 | 4 | 3 | 2 | 0 | #DIV/0!
2013-11-04 | 2013-11-04 04:01 | 2013 | 11 | 4 | 4 | 2 | 0 | #DIV/0!
2013-11-04 | 2013-11-04 05:01 | 2013 | 11 | 4 | 5 | 2 | 0 | #DIV/0!
2013-11-04 | 2013-11-04 06:01 | 2013 | 11 | 4 | 6 | 2 | 0 | #DIV/0!
2013-11-04 | 2013-11-04 07:01 | 2013 | 11 | 4 | 7 | 2 | 0 | #DIV/0!
2013-11-04 | 2013-11-04 08:01 | 2013 | 11 | 4 | 8 | 2 | 0 | #DIV/0!
2013-11-04 | 2013-11-04 09:01 | 2013 | 11 | 4 | 9 | 2 | 0 | #DIV/0!
2013-11-04 | 2013-11-04 10:01 | 2013 | 11 | 4 | 10 | 2 | 0 | #DIV/0!
2013-11-04 | 2013-11-04 11:01 | 2013 | 11 | 4 | 11 | 2 | 0 | #DIV/0!
2013-11-04 | 2013-11-04 12:01 | 2013 | 11 | 4 | 12 | 2 | 0 | #DIV/0!
2013-11-04 | 2013-11-04 13:01 | 2013 | 11 | 4 | 13 | 2 | 0 | #DIV/0!
2013-11-04 | 2013-11-04 14:01 | 2013 | 11 | 4 | 14 | 2 | 0 | #DIV/0!
2013-11-04 | 2013-11-04 15:01 | 2013 | 11 | 4 | 15 | 2 | 0 | #DIV/0!
2013-11-04 | 2013-11-04 16:01 | 2013 | 11 | 4 | 16 | 2 | 0 | #DIV/0!
2013-11-04 | 2013-11-04 17:01 | 2013 | 11 | 4 | 17 | 2 | 0 | #DIV/0!
2013-11-04 | 2013-11-04 18:01 | 2013 | 11 | 4 | 18 | 2 | 0 | #DIV/0!
2013-11-04 | 2013-11-04 19:01 | 2013 | 11 | 4 | 19 | 2 | 0 | #DIV/0!
2013-11-04 | 2013-11-04 20:01 | 2013 | 11 | 4 | 20 | 2 | 0 | #DIV/0!
2013-11-04 | 2013-11-04 21:01 | 2013 | 11 | 4 | 21 | 2 | 0 | #DIV/0!
2013-11-04 | 2013-11-04 22:01 | 2013 | 11 | 4 | 22 | 2 | 0 | #DIV/0!
2013-11-04 | 2013-11-04 23:01 | 2013 | 11 | 4 | 23 | 2 | 0 | #DIV/0!
2013-11-05 | 2013-11-05 00:01 | 2013 | 11 | 5 | 24 | 3 | 0 | #DIV/0!
2013-11-05 | 2013-11-05 01:01 | 2013 | 11 | 5 | 1 | 3 | 0 | #DIV/0!
2013-11-05 | 2013-11-05 02:01 | 2013 | 11 | 5 | 2 | 3 | 0 | #DIV/0!
2013-11-05 | 2013-11-05 03:01 | 2013 | 11 | 5 | 3 | 3 | 0 | #DIV/0!
2013-11-05 | 2013-11-05 04:01 | 2013 | 11 | 5 | 4 | 3 | 0 | #DIV/0!
2013-11-05 | 2013-11-05 05:01 | 2013 | 11 | 5 | 5 | 3 | 0 | #DIV/0!
2013-11-05 | 2013-11-05 06:01 | 2013 | 11 | 5 | 6 | 3 | 0 | #DIV/0!
2013-11-05 | 2013-11-05 07:01 | 2013 | 11 | 5 | 7 | 3 | 0 | #DIV/0!
2013-11-05 | 2013-11-05 08:01 | 2013 | 11 | 5 | 8 | 3 | 0 | #DIV/0!
2013-11-05 | 2013-11-05 09:01 | 2013 | 11 | 5 | 9 | 3 | 0 | #DIV/0!
2013-11-05 | 2013-11-05 10:01 | 2013 | 11 | 5 | 10 | 3 | 0 | #DIV/0!
2013-11-05 | 2013-11-05 11:01 | 2013 | 11 | 5 | 11 | 3 | 0 | #DIV/0!
2013-11-05 | 2013-11-05 12:01 | 2013 | 11 | 5 | 12 | 3 | 0 | #DIV/0!
2013-11-05 | 2013-11-05 13:01 | 2013 | 11 | 5 | 13 | 3 | 0 | #DIV/0!
2013-11-05 | 2013-11-05 14:01 | 2013 | 11 | 5 | 14 | 3 | 0 | #DIV/0!
2013-11-05 | 2013-11-05 15:01 | 2013 | 11 | 5 | 15 | 3 | 0 | #DIV/0!
2013-11-05 | 2013-11-05 16:01 | 2013 | 11 | 5 | 16 | 3 | 0 | #DIV/0!
2013-11-05 | 2013-11-05 17:01 | 2013 | 11 | 5 | 17 | 3 | 0 | #DIV/0!
2013-11-05 | 2013-11-05 18:01 | 2013 | 11 | 5 | 18 | 3 | 0 | #DIV/0!
2013-11-05 | 2013-11-05 19:01 | 2013 | 11 | 5 | 19 | 3 | 0 | #DIV/0!
2013-11-05 | 2013-11-05 20:01 | 2013 | 11 | 5 | 20 | 3 | 0 | #DIV/0!
2013-11-05 | 2013-11-05 21:01 | 2013 | 11 | 5 | 21 | 3 | 0 | #DIV/0!
2013-11-05 | 2013-11-05 22:01 | 2013 | 11 | 5 | 22 | 3 | 0 | #DIV/0!
2013-11-05 | 2013-11-05 23:01 | 2013 | 11 | 5 | 23 | 3 | 0 | #DIV/0!
2013-11-06 | 2013-11-06 00:01 | 2013 | 11 | 6 | 24 | 4 | 0 | #DIV/0!
2013-11-06 | 2013-11-06 01:01 | 2013 | 11 | 6 | 1 | 4 | 0 | #DIV/0!
2013-11-06 | 2013-11-06 02:01 | 2013 | 11 | 6 | 2 | 4 | 0 | #DIV/0!
2013-11-06 | 2013-11-06 03:01 | 2013 | 11 | 6 | 3 | 4 | 0 | #DIV/0!
2013-11-06 | 2013-11-06 04:01 | 2013 | 11 | 6 | 4 | 4 | 0 | #DIV/0!
2013-11-06 | 2013-11-06 05:01 | 2013 | 11 | 6 | 5 | 4 | 0 | #DIV/0!
2013-11-06 | 2013-11-06 06:01 | 2013 | 11 | 6 | 6 | 4 | 0 | #DIV/0!
2013-11-06 | 2013-11-06 07:01 | 2013 | 11 | 6 | 7 | 4 | 0 | #DIV/0!
2013-11-06 | 2013-11-06 08:01 | 2013 | 11 | 6 | 8 | 4 | 0 | #DIV/0!
2013-11-06 | 2013-11-06 09:01 | 2013 | 11 | 6 | 9 | 4 | 0 | #DIV/0!
2013-11-06 | 2013-11-06 10:01 | 2013 | 11 | 6 | 10 | 4 | 0 | #DIV/0!
2013-11-06 | 2013-11-06 11:01 | 2013 | 11 | 6 | 11 | 4 | 0 | #DIV/0!
2013-11-06 | 2013-11-06 12:01 | 2013 | 11 | 6 | 12 | 4 | 0 | #DIV/0!
2013-11-06 | 2013-11-06 13:01 | 2013 | 11 | 6 | 13 | 4 | 0 | #DIV/0!
2013-11-06 | 2013-11-06 14:01 | 2013 | 11 | 6 | 14 | 4 | 0 | #DIV/0!
2013-11-06 | 2013-11-06 15:01 | 2013 | 11 | 6 | 15 | 4 | 0 | #DIV/0!
2013-11-06 | 2013-11-06 16:01 | 2013 | 11 | 6 | 16 | 4 | 0 | #DIV/0!
2013-11-06 | 2013-11-06 17:01 | 2013 | 11 | 6 | 17 | 4 | 0 | #DIV/0!
2013-11-06 | 2013-11-06 18:01 | 2013 | 11 | 6 | 18 | 4 | 0 | #DIV/0!
2013-11-06 | 2013-11-06 19:01 | 2013 | 11 | 6 | 19 | 4 | 0 | #DIV/0!
2013-11-06 | 2013-11-06 20:01 | 2013 | 11 | 6 | 20 | 4 | 0 | #DIV/0!
2013-11-06 | 2013-11-06 21:01 | 2013 | 11 | 6 | 21 | 4 | 0 | #DIV/0!
2013-11-06 | 2013-11-06 22:01 | 2013 | 11 | 6 | 22 | 4 | 0 | #DIV/0!
2013-11-06 | 2013-11-06 23:01 | 2013 | 11 | 6 | 23 | 4 | 0 | #DIV/0!
2013-11-07 | 2013-11-07 00:01 | 2013 | 11 | 7 | 24 | 5 | 0 | #DIV/0!
2013-11-07 | 2013-11-07 01:01 | 2013 | 11 | 7 | 1 | 5 | 0 | #DIV/0!
2013-11-07 | 2013-11-07 02:01 | 2013 | 11 | 7 | 2 | 5 | 0 | #DIV/0!
2013-11-07 | 2013-11-07 03:01 | 2013 | 11 | 7 | 3 | 5 | 0 | #DIV/0!
2013-11-07 | 2013-11-07 04:01 | 2013 | 11 | 7 | 4 | 5 | 0 | #DIV/0!
2013-11-07 | 2013-11-07 05:01 | 2013 | 11 | 7 | 5 | 5 | 0 | #DIV/0!
2013-11-07 | 2013-11-07 06:01 | 2013 | 11 | 7 | 6 | 5 | 0 | #DIV/0!
2013-11-07 | 2013-11-07 07:01 | 2013 | 11 | 7 | 7 | 5 | 0 | #DIV/0!
2013-11-07 | 2013-11-07 08:01 | 2013 | 11 | 7 | 8 | 5 | 0 | #DIV/0!
2013-11-07 | 2013-11-07 09:01 | 2013 | 11 | 7 | 9 | 5 | 0 | #DIV/0!
2013-11-07 | 2013-11-07 10:01 | 2013 | 11 | 7 | 10 | 5 | 0 | #DIV/0!
2013-11-07 | 2013-11-07 11:01 | 2013 | 11 | 7 | 11 | 5 | 0 | #DIV/0!
2013-11-07 | 2013-11-07 12:01 | 2013 | 11 | 7 | 12 | 5 | 0 | #DIV/0!
2013-11-07 | 2013-11-07 13:01 | 2013 | 11 | 7 | 13 | 5 | 0 | #DIV/0!
2013-11-07 | 2013-11-07 14:01 | 2013 | 11 | 7 | 14 | 5 | 0 | #DIV/0!
2013-11-07 | 2013-11-07 15:01 | 2013 | 11 | 7 | 15 | 5 | 0 | #DIV/0!
2013-11-07 | 2013-11-07 16:01 | 2013 | 11 | 7 | 16 | 5 | 0 | #DIV/0!
2013-11-07 | 2013-11-07 17:01 | 2013 | 11 | 7 | 17 | 5 | 0 | #DIV/0!
2013-11-07 | 2013-11-07 18:01 | 2013 | 11 | 7 | 18 | 5 | 0 | #DIV/0!
2013-11-07 | 2013-11-07 19:01 | 2013 | 11 | 7 | 19 | 5 | 0 | #DIV/0!
2013-11-07 | 2013-11-07 20:01 | 2013 | 11 | 7 | 20 | 5 | 0 | #DIV/0!
2013-11-07 | 2013-11-07 21:01 | 2013 | 11 | 7 | 21 | 5 | 0 | #DIV/0!
2013-11-07 | 2013-11-07 22:01 | 2013 | 11 | 7 | 22 | 5 | 0 | #DIV/0!
2013-11-07 | 2013-11-07 23:01 | 2013 | 11 | 7 | 23 | 5 | 0 | #DIV/0!
2013-11-08 | 2013-11-08 00:01 | 2013 | 11 | 8 | 24 | 6 | 0 | #DIV/0!
2013-11-08 | 2013-11-08 01:01 | 2013 | 11 | 8 | 1 | 6 | 0 | #DIV/0!
2013-11-08 | 2013-11-08 02:01 | 2013 | 11 | 8 | 2 | 6 | 0 | #DIV/0!
2013-11-08 | 2013-11-08 03:01 | 2013 | 11 | 8 | 3 | 6 | 0 | #DIV/0!
2013-11-08 | 2013-11-08 04:01 | 2013 | 11 | 8 | 4 | 6 | 0 | #DIV/0!
2013-11-08 | 2013-11-08 05:01 | 2013 | 11 | 8 | 5 | 6 | 0 | #DIV/0!
2013-11-08 | 2013-11-08 06:01 | 2013 | 11 | 8 | 6 | 6 | 0 | #DIV/0!
2013-11-08 | 2013-11-08 07:01 | 2013 | 11 | 8 | 7 | 6 | 0 | #DIV/0!
2013-11-08 | 2013-11-08 08:01 | 2013 | 11 | 8 | 8 | 6 | 0 | #DIV/0!
2013-11-08 | 2013-11-08 09:01 | 2013 | 11 | 8 | 9 | 6 | 0 | #DIV/0!
2013-11-08 | 2013-11-08 10:01 | 2013 | 11 | 8 | 10 | 6 | 0 | #DIV/0!
2013-11-08 | 2013-11-08 11:01 | 2013 | 11 | 8 | 11 | 6 | 0 | #DIV/0!
2013-11-08 | 2013-11-08 12:01 | 2013 | 11 | 8 | 12 | 6 | 0 | #DIV/0!
2013-11-08 | 2013-11-08 13:01 | 2013 | 11 | 8 | 13 | 6 | 0 | #DIV/0!
2013-11-08 | 2013-11-08 14:01 | 2013 | 11 | 8 | 14 | 6 | 0 | #DIV/0!
2013-11-08 | 2013-11-08 15:01 | 2013 | 11 | 8 | 15 | 6 | 0 | #DIV/0!
2013-11-08 | 2013-11-08 16:01 | 2013 | 11 | 8 | 16 | 6 | 0 | #DIV/0!
2013-11-08 | 2013-11-08 17:01 | 2013 | 11 | 8 | 17 | 6 | 0 | #DIV/0!
2013-11-08 | 2013-11-08 18:01 | 2013 | 11 | 8 | 18 | 6 | 0 | #DIV/0!
2013-11-08 | 2013-11-08 19:01 | 2013 | 11 | 8 | 19 | 6 | 0 | #DIV/0!
2013-11-08 | 2013-11-08 20:01 | 2013 | 11 | 8 | 20 | 6 | 0 | #DIV/0!
2013-11-08 | 2013-11-08 21:01 | 2013 | 11 | 8 | 21 | 6 | 0 | #DIV/0!
2013-11-08 | 2013-11-08 22:01 | 2013 | 11 | 8 | 22 | 6 | 0 | #DIV/0!
2013-11-08 | 2013-11-08 23:01 | 2013 | 11 | 8 | 23 | 6 | 0 | #DIV/0!
2013-11-09 | 2013-11-09 00:01 | 2013 | 11 | 9 | 24 | 7 | 0 | #DIV/0!
2013-11-09 | 2013-11-09 01:01 | 2013 | 11 | 9 | 1 | 7 | 0 | #DIV/0!
2013-11-09 | 2013-11-09 02:01 | 2013 | 11 | 9 | 2 | 7 | 0 | #DIV/0!
2013-11-09 | 2013-11-09 03:01 | 2013 | 11 | 9 | 3 | 7 | 0 | #DIV/0!
2013-11-09 | 2013-11-09 04:01 | 2013 | 11 | 9 | 4 | 7 | 0 | #DIV/0!
2013-11-09 | 2013-11-09 05:01 | 2013 | 11 | 9 | 5 | 7 | 0 | #DIV/0!
2013-11-09 | 2013-11-09 06:01 | 2013 | 11 | 9 | 6 | 7 | 0 | #DIV/0!
2013-11-09 | 2013-11-09 07:01 | 2013 | 11 | 9 | 7 | 7 | 0 | #DIV/0!
2013-11-09 | 2013-11-09 08:01 | 2013 | 11 | 9 | 8 | 7 | 0 | #DIV/0!
2013-11-09 | 2013-11-09 09:01 | 2013 | 11 | 9 | 9 | 7 | 0 | #DIV/0!
2013-11-09 | 2013-11-09 10:01 | 2013 | 11 | 9 | 10 | 7 | 0 | #DIV/0!
2013-11-09 | 2013-11-09 11:01 | 2013 | 11 | 9 | 11 | 7 | 0 | #DIV/0!
2013-11-09 | 2013-11-09 12:01 | 2013 | 11 | 9 | 12 | 7 | 0 | #DIV/0!
2013-11-09 | 2013-11-09 13:01 | 2013 | 11 | 9 | 13 | 7 | 0 | #DIV/0!
2013-11-09 | 2013-11-09 14:01 | 2013 | 11 | 9 | 14 | 7 | 0 | #DIV/0!
2013-11-09 | 2013-11-09 15:01 | 2013 | 11 | 9 | 15 | 7 | 0 | #DIV/0!
2013-11-09 | 2013-11-09 16:01 | 2013 | 11 | 9 | 16 | 7 | 0 | #DIV/0!
2013-11-09 | 2013-11-09 17:01 | 2013 | 11 | 9 | 17 | 7 | 0 | #DIV/0!
2013-11-09 | 2013-11-09 18:01 | 2013 | 11 | 9 | 18 | 7 | 0 | #DIV/0!
2013-11-09 | 2013-11-09 19:01 | 2013 | 11 | 9 | 19 | 7 | 0 | #DIV/0!
2013-11-09 | 2013-11-09 20:01 | 2013 | 11 | 9 | 20 | 7 | 0 | #DIV/0!
2013-11-09 | 2013-11-09 21:01 | 2013 | 11 | 9 | 21 | 7 | 0 | #DIV/0!
2013-11-09 | 2013-11-09 22:01 | 2013 | 11 | 9 | 22 | 7 | 0 | #DIV/0!
2013-11-09 | 2013-11-09 23:01 | 2013 | 11 | 9 | 23 | 7 | 0 | #DIV/0!
2013-11-10 | 2013-11-10 00:01 | 2013 | 11 | 10 | 24 | 1 | 0 | #DIV/0!
2013-11-10 | 2013-11-10 01:01 | 2013 | 11 | 10 | 1 | 1 | 0 | #DIV/0!
2013-11-10 | 2013-11-10 02:01 | 2013 | 11 | 10 | 2 | 1 | 0 | #DIV/0!
2013-11-10 | 2013-11-10 03:01 | 2013 | 11 | 10 | 3 | 1 | 0 | #DIV/0!
2013-11-10 | 2013-11-10 04:01 | 2013 | 11 | 10 | 4 | 1 | 0 | #DIV/0!
2013-11-10 | 2013-11-10 05:01 | 2013 | 11 | 10 | 5 | 1 | 0 | #DIV/0!
2013-11-10 | 2013-11-10 06:01 | 2013 | 11 | 10 | 6 | 1 | 0 | #DIV/0!
2013-11-10 | 2013-11-10 07:01 | 2013 | 11 | 10 | 7 | 1 | 0 | #DIV/0!
2013-11-10 | 2013-11-10 08:01 | 2013 | 11 | 10 | 8 | 1 | 0 | #DIV/0!
2013-11-10 | 2013-11-10 09:01 | 2013 | 11 | 10 | 9 | 1 | 0 | #DIV/0!
2013-11-10 | 2013-11-10 10:01 | 2013 | 11 | 10 | 10 | 1 | 0 | #DIV/0!
2013-11-10 | 2013-11-10 11:01 | 2013 | 11 | 10 | 11 | 1 | 0 | #DIV/0!
2013-11-10 | 2013-11-10 12:01 | 2013 | 11 | 10 | 12 | 1 | 0 | #DIV/0!
2013-11-10 | 2013-11-10 13:01 | 2013 | 11 | 10 | 13 | 1 | 0 | #DIV/0!
2013-11-10 | 2013-11-10 14:01 | 2013 | 11 | 10 | 14 | 1 | 0 | #DIV/0!
2013-11-10 | 2013-11-10 15:01 | 2013 | 11 | 10 | 15 | 1 | 0 | #DIV/0!
2013-11-10 | 2013-11-10 16:01 | 2013 | 11 | 10 | 16 | 1 | 0 | #DIV/0!
2013-11-10 | 2013-11-10 17:01 | 2013 | 11 | 10 | 17 | 1 | 0 | #DIV/0!
2013-11-10 | 2013-11-10 18:01 | 2013 | 11 | 10 | 18 | 1 | 0 | #DIV/0!
2013-11-10 | 2013-11-10 19:01 | 2013 | 11 | 10 | 19 | 1 | 0 | #DIV/0!
2013-11-10 | 2013-11-10 20:01 | 2013 | 11 | 10 | 20 | 1 | 0 | #DIV/0!
2013-11-10 | 2013-11-10 21:01 | 2013 | 11 | 10 | 21 | 1 | 0 | #DIV/0!
2013-11-10 | 2013-11-10 22:01 | 2013 | 11 | 10 | 22 | 1 | 0 | #DIV/0!
2013-11-10 | 2013-11-10 23:01 | 2013 | 11 | 10 | 23 | 1 | 0 | #DIV/0!
2013-11-11 | 2013-11-11 00:01 | 2013 | 11 | 11 | 24 | 2 | 0 | #DIV/0!
2013-11-11 | 2013-11-11 01:01 | 2013 | 11 | 11 | 1 | 2 | 0 | #DIV/0!
2013-11-11 | 2013-11-11 02:01 | 2013 | 11 | 11 | 2 | 2 | 0 | #DIV/0!
2013-11-11 | 2013-11-11 03:01 | 2013 | 11 | 11 | 3 | 2 | 0 | #DIV/0!
2013-11-11 | 2013-11-11 04:01 | 2013 | 11 | 11 | 4 | 2 | 0 | #DIV/0!
2013-11-11 | 2013-11-11 05:01 | 2013 | 11 | 11 | 5 | 2 | 0 | #DIV/0!
2013-11-11 | 2013-11-11 06:01 | 2013 | 11 | 11 | 6 | 2 | 0 | #DIV/0!
2013-11-11 | 2013-11-11 07:01 | 2013 | 11 | 11 | 7 | 2 | 0 | #DIV/0!
2013-11-11 | 2013-11-11 08:01 | 2013 | 11 | 11 | 8 | 2 | 0 | #DIV/0!
2013-11-11 | 2013-11-11 09:01 | 2013 | 11 | 11 | 9 | 2 | 0 | #DIV/0!
2013-11-11 | 2013-11-11 10:01 | 2013 | 11 | 11 | 10 | 2 | 0 | #DIV/0!
2013-11-11 | 2013-11-11 11:01 | 2013 | 11 | 11 | 11 | 2 | 0 | #DIV/0!
2013-11-11 | 2013-11-11 12:01 | 2013 | 11 | 11 | 12 | 2 | 0 | #DIV/0!
2013-11-11 | 2013-11-11 13:01 | 2013 | 11 | 11 | 13 | 2 | 0 | #DIV/0!
2013-11-11 | 2013-11-11 14:01 | 2013 | 11 | 11 | 14 | 2 | 0 | #DIV/0!
2013-11-11 | 2013-11-11 15:01 | 2013 | 11 | 11 | 15 | 2 | 0 | #DIV/0!
2013-11-11 | 2013-11-11 16:01 | 2013 | 11 | 11 | 16 | 2 | 0 | #DIV/0!
2013-11-11 | 2013-11-11 17:01 | 2013 | 11 | 11 | 17 | 2 | 0 | #DIV/0!
2013-11-11 | 2013-11-11 18:01 | 2013 | 11 | 11 | 18 | 2 | 0 | #DIV/0!
2013-11-11 | 2013-11-11 19:01 | 2013 | 11 | 11 | 19 | 2 | 0 | #DIV/0!
2013-11-11 | 2013-11-11 20:01 | 2013 | 11 | 11 | 20 | 2 | 0 | #DIV/0!
2013-11-11 | 2013-11-11 21:01 | 2013 | 11 | 11 | 21 | 2 | 0 | #DIV/0!
2013-11-11 | 2013-11-11 22:01 | 2013 | 11 | 11 | 22 | 2 | 0 | #DIV/0!
2013-11-11 | 2013-11-11 23:01 | 2013 | 11 | 11 | 23 | 2 | 0 | #DIV/0!
2013-11-12 | 2013-11-12 00:01 | 2013 | 11 | 12 | 24 | 3 | 0 | #DIV/0!
2013-11-12 | 2013-11-12 01:01 | 2013 | 11 | 12 | 1 | 3 | 0 | #DIV/0!
2013-11-12 | 2013-11-12 02:01 | 2013 | 11 | 12 | 2 | 3 | 0 | #DIV/0!
2013-11-12 | 2013-11-12 03:01 | 2013 | 11 | 12 | 3 | 3 | 0 | #DIV/0!
2013-11-12 | 2013-11-12 04:01 | 2013 | 11 | 12 | 4 | 3 | 0 | #DIV/0!
2013-11-12 | 2013-11-12 05:01 | 2013 | 11 | 12 | 5 | 3 | 0 | #DIV/0!
2013-11-12 | 2013-11-12 06:01 | 2013 | 11 | 12 | 6 | 3 | 0 | #DIV/0!
2013-11-12 | 2013-11-12 07:01 | 2013 | 11 | 12 | 7 | 3 | 0 | #DIV/0!
2013-11-12 | 2013-11-12 08:01 | 2013 | 11 | 12 | 8 | 3 | 0 | #DIV/0!
2013-11-12 | 2013-11-12 09:01 | 2013 | 11 | 12 | 9 | 3 | 0 | #DIV/0!
2013-11-12 | 2013-11-12 10:01 | 2013 | 11 | 12 | 10 | 3 | 0 | #DIV/0!
2013-11-12 | 2013-11-12 11:01 | 2013 | 11 | 12 | 11 | 3 | 0 | #DIV/0!
2013-11-12 | 2013-11-12 12:01 | 2013 | 11 | 12 | 12 | 3 | 0 | #DIV/0!
2013-11-12 | 2013-11-12 13:01 | 2013 | 11 | 12 | 13 | 3 | 0 | #DIV/0!
2013-11-12 | 2013-11-12 14:01 | 2013 | 11 | 12 | 14 | 3 | 0 | #DIV/0!
2013-11-12 | 2013-11-12 15:01 | 2013 | 11 | 12 | 15 | 3 | 0 | #DIV/0!
2013-11-12 | 2013-11-12 16:01 | 2013 | 11 | 12 | 16 | 3 | 0 | #DIV/0!
2013-11-12 | 2013-11-12 17:01 | 2013 | 11 | 12 | 17 | 3 | 0 | #DIV/0!
2013-11-12 | 2013-11-12 18:01 | 2013 | 11 | 12 | 18 | 3 | 0 | #DIV/0!
2013-11-12 | 2013-11-12 19:01 | 2013 | 11 | 12 | 19 | 3 | 0 | #DIV/0!
2013-11-12 | 2013-11-12 20:01 | 2013 | 11 | 12 | 20 | 3 | 0 | #DIV/0!
2013-11-12 | 2013-11-12 21:01 | 2013 | 11 | 12 | 21 | 3 | 0 | #DIV/0!
2013-11-12 | 2013-11-12 22:01 | 2013 | 11 | 12 | 22 | 3 | 0 | #DIV/0!
2013-11-12 | 2013-11-12 23:01 | 2013 | 11 | 12 | 23 | 3 | 0 | #DIV/0!
2013-11-13 | 2013-11-13 00:01 | 2013 | 11 | 13 | 24 | 4 | 0 | #DIV/0!
2013-11-13 | 2013-11-13 01:01 | 2013 | 11 | 13 | 1 | 4 | 0 | #DIV/0!
2013-11-13 | 2013-11-13 02:01 | 2013 | 11 | 13 | 2 | 4 | 0 | #DIV/0!
2013-11-13 | 2013-11-13 03:01 | 2013 | 11 | 13 | 3 | 4 | 0 | #DIV/0!
2013-11-13 | 2013-11-13 04:01 | 2013 | 11 | 13 | 4 | 4 | 0 | #DIV/0!
2013-11-13 | 2013-11-13 05:01 | 2013 | 11 | 13 | 5 | 4 | 0 | #DIV/0!
2013-11-13 | 2013-11-13 06:01 | 2013 | 11 | 13 | 6 | 4 | 0 | #DIV/0!
2013-11-13 | 2013-11-13 07:01 | 2013 | 11 | 13 | 7 | 4 | 0 | #DIV/0!
2013-11-13 | 2013-11-13 08:01 | 2013 | 11 | 13 | 8 | 4 | 0 | #DIV/0!
2013-11-13 | 2013-11-13 09:01 | 2013 | 11 | 13 | 9 | 4 | 0 | #DIV/0!
2013-11-13 | 2013-11-13 10:01 | 2013 | 11 | 13 | 10 | 4 | 0 | #DIV/0!
2013-11-13 | 2013-11-13 11:01 | 2013 | 11 | 13 | 11 | 4 | 0 | #DIV/0!
2013-11-13 | 2013-11-13 12:01 | 2013 | 11 | 13 | 12 | 4 | 0 | #DIV/0!
2013-11-13 | 2013-11-13 13:01 | 2013 | 11 | 13 | 13 | 4 | 0 | #DIV/0!
2013-11-13 | 2013-11-13 14:01 | 2013 | 11 | 13 | 14 | 4 | 0 | #DIV/0!
2013-11-13 | 2013-11-13 15:01 | 2013 | 11 | 13 | 15 | 4 | 0 | #DIV/0!
2013-11-13 | 2013-11-13 16:01 | 2013 | 11 | 13 | 16 | 4 | 0 | #DIV/0!
2013-11-13 | 2013-11-13 17:01 | 2013 | 11 | 13 | 17 | 4 | 0 | #DIV/0!
2013-11-13 | 2013-11-13 18:01 | 2013 | 11 | 13 | 18 | 4 | 0 | #DIV/0!
2013-11-13 | 2013-11-13 19:01 | 2013 | 11 | 13 | 19 | 4 | 0 | #DIV/0!
2013-11-13 | 2013-11-13 20:01 | 2013 | 11 | 13 | 20 | 4 | 0 | #DIV/0!
2013-11-13 | 2013-11-13 21:01 | 2013 | 11 | 13 | 21 | 4 | 0 | #DIV/0!
2013-11-13 | 2013-11-13 22:01 | 2013 | 11 | 13 | 22 | 4 | 0 | #DIV/0!
2013-11-13 | 2013-11-13 23:01 | 2013 | 11 | 13 | 23 | 4 | 0 | #DIV/0!
2013-11-14 | 2013-11-14 00:01 | 2013 | 11 | 14 | 24 | 5 | 0 | #DIV/0!
2013-11-14 | 2013-11-14 01:01 | 2013 | 11 | 14 | 1 | 5 | 0 | #DIV/0!
2013-11-14 | 2013-11-14 02:01 | 2013 | 11 | 14 | 2 | 5 | 0 | #DIV/0!
2013-11-14 | 2013-11-14 03:01 | 2013 | 11 | 14 | 3 | 5 | 0 | #DIV/0!
2013-11-14 | 2013-11-14 04:01 | 2013 | 11 | 14 | 4 | 5 | 0 | #DIV/0!
2013-11-14 | 2013-11-14 05:01 | 2013 | 11 | 14 | 5 | 5 | 0 | #DIV/0!
2013-11-14 | 2013-11-14 06:01 | 2013 | 11 | 14 | 6 | 5 | 0 | #DIV/0!
2013-11-14 | 2013-11-14 07:01 | 2013 | 11 | 14 | 7 | 5 | 0 | #DIV/0!
2013-11-14 | 2013-11-14 08:01 | 2013 | 11 | 14 | 8 | 5 | 0 | #DIV/0!
2013-11-14 | 2013-11-14 09:01 | 2013 | 11 | 14 | 9 | 5 | 0 | #DIV/0!
2013-11-14 | 2013-11-14 10:01 | 2013 | 11 | 14 | 10 | 5 | 0 | #DIV/0!
2013-11-14 | 2013-11-14 11:01 | 2013 | 11 | 14 | 11 | 5 | 0 | #DIV/0!
2013-11-14 | 2013-11-14 12:01 | 2013 | 11 | 14 | 12 | 5 | 0 | #DIV/0!
2013-11-14 | 2013-11-14 13:01 | 2013 | 11 | 14 | 13 | 5 | 0 | #DIV/0!
2013-11-14 | 2013-11-14 14:01 | 2013 | 11 | 14 | 14 | 5 | 0 | #DIV/0!
2013-11-14 | 2013-11-14 15:01 | 2013 | 11 | 14 | 15 | 5 | 0 | #DIV/0!
2013-11-14 | 2013-11-14 16:01 | 2013 | 11 | 14 | 16 | 5 | 0 | #DIV/0!
2013-11-14 | 2013-11-14 17:01 | 2013 | 11 | 14 | 17 | 5 | 0 | #DIV/0!
2013-11-14 | 2013-11-14 18:01 | 2013 | 11 | 14 | 18 | 5 | 0 | #DIV/0!
2013-11-14 | 2013-11-14 19:01 | 2013 | 11 | 14 | 19 | 5 | 0 | #DIV/0!
2013-11-14 | 2013-11-14 20:01 | 2013 | 11 | 14 | 20 | 5 | 0 | #DIV/0!
2013-11-14 | 2013-11-14 21:01 | 2013 | 11 | 14 | 21 | 5 | 0 | #DIV/0!
2013-11-14 | 2013-11-14 22:01 | 2013 | 11 | 14 | 22 | 5 | 0 | #DIV/0!
2013-11-14 | 2013-11-14 23:01 | 2013 | 11 | 14 | 23 | 5 | 0 | #DIV/0!
2013-11-15 | 2013-11-15 00:01 | 2013 | 11 | 15 | 24 | 6 | 0 | #DIV/0!
2013-11-15 | 2013-11-15 01:01 | 2013 | 11 | 15 | 1 | 6 | 0 | #DIV/0!
2013-11-15 | 2013-11-15 02:01 | 2013 | 11 | 15 | 2 | 6 | 0 | #DIV/0!
2013-11-15 | 2013-11-15 03:01 | 2013 | 11 | 15 | 3 | 6 | 0 | #DIV/0!
2013-11-15 | 2013-11-15 04:01 | 2013 | 11 | 15 | 4 | 6 | 0 | #DIV/0!
2013-11-15 | 2013-11-15 05:01 | 2013 | 11 | 15 | 5 | 6 | 0 | #DIV/0!
2013-11-15 | 2013-11-15 06:01 | 2013 | 11 | 15 | 6 | 6 | 0 | #DIV/0!
2013-11-15 | 2013-11-15 07:01 | 2013 | 11 | 15 | 7 | 6 | 0 | #DIV/0!
2013-11-15 | 2013-11-15 08:01 | 2013 | 11 | 15 | 8 | 6 | 0 | #DIV/0!
2013-11-15 | 2013-11-15 09:01 | 2013 | 11 | 15 | 9 | 6 | 0 | #DIV/0!
2013-11-15 | 2013-11-15 10:01 | 2013 | 11 | 15 | 10 | 6 | 0 | #DIV/0!
2013-11-15 | 2013-11-15 11:01 | 2013 | 11 | 15 | 11 | 6 | 0 | #DIV/0!
2013-11-15 | 2013-11-15 12:01 | 2013 | 11 | 15 | 12 | 6 | 0 | #DIV/0!
2013-11-15 | 2013-11-15 13:01 | 2013 | 11 | 15 | 13 | 6 | 0 | #DIV/0!
2013-11-15 | 2013-11-15 14:01 | 2013 | 11 | 15 | 14 | 6 | 0 | #DIV/0!
2013-11-15 | 2013-11-15 15:01 | 2013 | 11 | 15 | 15 | 6 | 0 | #DIV/0!
2013-11-15 | 2013-11-15 16:01 | 2013 | 11 | 15 | 16 | 6 | 0 | #DIV/0!
2013-11-15 | 2013-11-15 17:01 | 2013 | 11 | 15 | 17 | 6 | 0 | #DIV/0!
2013-11-15 | 2013-11-15 18:01 | 2013 | 11 | 15 | 18 | 6 | 0 | #DIV/0!
2013-11-15 | 2013-11-15 19:01 | 2013 | 11 | 15 | 19 | 6 | 0 | #DIV/0!
2013-11-15 | 2013-11-15 20:01 | 2013 | 11 | 15 | 20 | 6 | 0 | #DIV/0!
2013-11-15 | 2013-11-15 21:01 | 2013 | 11 | 15 | 21 | 6 | 0 | #DIV/0!
2013-11-15 | 2013-11-15 22:01 | 2013 | 11 | 15 | 22 | 6 | 0 | #DIV/0!
2013-11-15 | 2013-11-15 23:01 | 2013 | 11 | 15 | 23 | 6 | 0 | #DIV/0!
2013-11-16 | 2013-11-16 00:01 | 2013 | 11 | 16 | 24 | 7 | 0 | #DIV/0!
2013-11-16 | 2013-11-16 01:01 | 2013 | 11 | 16 | 1 | 7 | 0 | #DIV/0!
2013-11-16 | 2013-11-16 02:01 | 2013 | 11 | 16 | 2 | 7 | 0 | #DIV/0!
2013-11-16 | 2013-11-16 03:01 | 2013 | 11 | 16 | 3 | 7 | 0 | #DIV/0!
2013-11-16 | 2013-11-16 04:01 | 2013 | 11 | 16 | 4 | 7 | 0 | #DIV/0!
2013-11-16 | 2013-11-16 05:01 | 2013 | 11 | 16 | 5 | 7 | 0 | #DIV/0!
2013-11-16 | 2013-11-16 06:01 | 2013 | 11 | 16 | 6 | 7 | 0 | #DIV/0!
2013-11-16 | 2013-11-16 07:01 | 2013 | 11 | 16 | 7 | 7 | 0 | #DIV/0!
2013-11-16 | 2013-11-16 08:01 | 2013 | 11 | 16 | 8 | 7 | 0 | #DIV/0!
2013-11-16 | 2013-11-16 09:01 | 2013 | 11 | 16 | 9 | 7 | 0 | #DIV/0!
2013-11-16 | 2013-11-16 10:01 | 2013 | 11 | 16 | 10 | 7 | 0 | #DIV/0!
2013-11-16 | 2013-11-16 11:01 | 2013 | 11 | 16 | 11 | 7 | 0 | #DIV/0!
2013-11-16 | 2013-11-16 12:01 | 2013 | 11 | 16 | 12 | 7 | 0 | #DIV/0!
2013-11-16 | 2013-11-16 13:01 | 2013 | 11 | 16 | 13 | 7 | 0 | #DIV/0!
2013-11-16 | 2013-11-16 14:01 | 2013 | 11 | 16 | 14 | 7 | 0 | #DIV/0!
2013-11-16 | 2013-11-16 15:01 | 2013 | 11 | 16 | 15 | 7 | 0 | #DIV/0!
2013-11-16 | 2013-11-16 16:01 | 2013 | 11 | 16 | 16 | 7 | 0 | #DIV/0!
2013-11-16 | 2013-11-16 17:01 | 2013 | 11 | 16 | 17 | 7 | 0 | #DIV/0!
2013-11-16 | 2013-11-16 18:01 | 2013 | 11 | 16 | 18 | 7 | 0 | #DIV/0!
2013-11-16 | 2013-11-16 19:01 | 2013 | 11 | 16 | 19 | 7 | 0 | #DIV/0!
2013-11-16 | 2013-11-16 20:01 | 2013 | 11 | 16 | 20 | 7 | 0 | #DIV/0!
2013-11-16 | 2013-11-16 21:01 | 2013 | 11 | 16 | 21 | 7 | 0 | #DIV/0!
2013-11-16 | 2013-11-16 22:01 | 2013 | 11 | 16 | 22 | 7 | 0 | #DIV/0!
2013-11-16 | 2013-11-16 23:01 | 2013 | 11 | 16 | 23 | 7 | 0 | #DIV/0!
2013-11-17 | 2013-11-17 00:01 | 2013 | 11 | 17 | 24 | 1 | 0 | #DIV/0!
2013-11-17 | 2013-11-17 01:01 | 2013 | 11 | 17 | 1 | 1 | 0 | #DIV/0!
2013-11-17 | 2013-11-17 02:01 | 2013 | 11 | 17 | 2 | 1 | 0 | #DIV/0!
2013-11-17 | 2013-11-17 03:01 | 2013 | 11 | 17 | 3 | 1 | 0 | #DIV/0!
2013-11-17 | 2013-11-17 04:01 | 2013 | 11 | 17 | 4 | 1 | 0 | #DIV/0!
2013-11-17 | 2013-11-17 05:01 | 2013 | 11 | 17 | 5 | 1 | 0 | #DIV/0!
2013-11-17 | 2013-11-17 06:01 | 2013 | 11 | 17 | 6 | 1 | 0 | #DIV/0!
2013-11-17 | 2013-11-17 07:01 | 2013 | 11 | 17 | 7 | 1 | 0 | #DIV/0!
2013-11-17 | 2013-11-17 08:01 | 2013 | 11 | 17 | 8 | 1 | 0 | #DIV/0!
2013-11-17 | 2013-11-17 09:01 | 2013 | 11 | 17 | 9 | 1 | 0 | #DIV/0!
2013-11-17 | 2013-11-17 10:01 | 2013 | 11 | 17 | 10 | 1 | 0 | #DIV/0!
2013-11-17 | 2013-11-17 11:01 | 2013 | 11 | 17 | 11 | 1 | 0 | #DIV/0!
2013-11-17 | 2013-11-17 12:01 | 2013 | 11 | 17 | 12 | 1 | 0 | #DIV/0!
2013-11-17 | 2013-11-17 13:01 | 2013 | 11 | 17 | 13 | 1 | 0 | #DIV/0!
2013-11-17 | 2013-11-17 14:01 | 2013 | 11 | 17 | 14 | 1 | 0 | #DIV/0!
2013-11-17 | 2013-11-17 15:01 | 2013 | 11 | 17 | 15 | 1 | 0 | #DIV/0!
2013-11-17 | 2013-11-17 16:01 | 2013 | 11 | 17 | 16 | 1 | 0 | #DIV/0!
2013-11-17 | 2013-11-17 17:01 | 2013 | 11 | 17 | 17 | 1 | 0 | #DIV/0!
2013-11-17 | 2013-11-17 18:01 | 2013 | 11 | 17 | 18 | 1 | 0 | #DIV/0!
2013-11-17 | 2013-11-17 19:01 | 2013 | 11 | 17 | 19 | 1 | 0 | #DIV/0!
2013-11-17 | 2013-11-17 20:01 | 2013 | 11 | 17 | 20 | 1 | 0 | #DIV/0!
2013-11-17 | 2013-11-17 21:01 | 2013 | 11 | 17 | 21 | 1 | 0 | #DIV/0!
2013-11-17 | 2013-11-17 22:01 | 2013 | 11 | 17 | 22 | 1 | 0 | #DIV/0!
2013-11-17 | 2013-11-17 23:01 | 2013 | 11 | 17 | 23 | 1 | 0 | #DIV/0!
2013-11-18 | 2013-11-18 00:01 | 2013 | 11 | 18 | 24 | 2 | 0 | #DIV/0!
2013-11-18 | 2013-11-18 01:01 | 2013 | 11 | 18 | 1 | 2 | 0 | #DIV/0!
2013-11-18 | 2013-11-18 02:01 | 2013 | 11 | 18 | 2 | 2 | 0 | #DIV/0!
2013-11-18 | 2013-11-18 03:01 | 2013 | 11 | 18 | 3 | 2 | 0 | #DIV/0!
2013-11-18 | 2013-11-18 04:01 | 2013 | 11 | 18 | 4 | 2 | 0 | #DIV/0!
2013-11-18 | 2013-11-18 05:01 | 2013 | 11 | 18 | 5 | 2 | 0 | #DIV/0!
2013-11-18 | 2013-11-18 06:01 | 2013 | 11 | 18 | 6 | 2 | 0 | #DIV/0!
2013-11-18 | 2013-11-18 07:01 | 2013 | 11 | 18 | 7 | 2 | 0 | #DIV/0!
2013-11-18 | 2013-11-18 08:01 | 2013 | 11 | 18 | 8 | 2 | 0 | #DIV/0!
2013-11-18 | 2013-11-18 09:01 | 2013 | 11 | 18 | 9 | 2 | 0 | #DIV/0!
2013-11-18 | 2013-11-18 10:01 | 2013 | 11 | 18 | 10 | 2 | 0 | #DIV/0!
2013-11-18 | 2013-11-18 11:01 | 2013 | 11 | 18 | 11 | 2 | 0 | #DIV/0!
2013-11-18 | 2013-11-18 12:01 | 2013 | 11 | 18 | 12 | 2 | 0 | #DIV/0!
2013-11-18 | 2013-11-18 13:01 | 2013 | 11 | 18 | 13 | 2 | 0 | #DIV/0!
2013-11-18 | 2013-11-18 14:01 | 2013 | 11 | 18 | 14 | 2 | 0 | #DIV/0!
2013-11-18 | 2013-11-18 15:01 | 2013 | 11 | 18 | 15 | 2 | 0 | #DIV/0!
2013-11-18 | 2013-11-18 16:01 | 2013 | 11 | 18 | 16 | 2 | 0 | #DIV/0!
2013-11-18 | 2013-11-18 17:01 | 2013 | 11 | 18 | 17 | 2 | 0 | #DIV/0!
2013-11-18 | 2013-11-18 18:01 | 2013 | 11 | 18 | 18 | 2 | 0 | #DIV/0!
2013-11-18 | 2013-11-18 19:01 | 2013 | 11 | 18 | 19 | 2 | 0 | #DIV/0!
2013-11-18 | 2013-11-18 20:01 | 2013 | 11 | 18 | 20 | 2 | 0 | #DIV/0!
2013-11-18 | 2013-11-18 21:01 | 2013 | 11 | 18 | 21 | 2 | 0 | #DIV/0!
2013-11-18 | 2013-11-18 22:01 | 2013 | 11 | 18 | 22 | 2 | 0 | #DIV/0!
2013-11-18 | 2013-11-18 23:01 | 2013 | 11 | 18 | 23 | 2 | 0 | #DIV/0!
2013-11-19 | 2013-11-19 00:01 | 2013 | 11 | 19 | 24 | 3 | 0 | #DIV/0!
2013-11-19 | 2013-11-19 01:01 | 2013 | 11 | 19 | 1 | 3 | 0 | #DIV/0!
2013-11-19 | 2013-11-19 02:01 | 2013 | 11 | 19 | 2 | 3 | 0 | #DIV/0!
2013-11-19 | 2013-11-19 03:01 | 2013 | 11 | 19 | 3 | 3 | 0 | #DIV/0!
2013-11-19 | 2013-11-19 04:01 | 2013 | 11 | 19 | 4 | 3 | 0 | #DIV/0!
2013-11-19 | 2013-11-19 05:01 | 2013 | 11 | 19 | 5 | 3 | 0 | #DIV/0!
2013-11-19 | 2013-11-19 06:01 | 2013 | 11 | 19 | 6 | 3 | 0 | #DIV/0!
2013-11-19 | 2013-11-19 07:01 | 2013 | 11 | 19 | 7 | 3 | 0 | #DIV/0!
2013-11-19 | 2013-11-19 08:01 | 2013 | 11 | 19 | 8 | 3 | 0 | #DIV/0!
2013-11-19 | 2013-11-19 09:01 | 2013 | 11 | 19 | 9 | 3 | 0 | #DIV/0!
2013-11-19 | 2013-11-19 10:01 | 2013 | 11 | 19 | 10 | 3 | 0 | #DIV/0!
2013-11-19 | 2013-11-19 11:01 | 2013 | 11 | 19 | 11 | 3 | 0 | #DIV/0!
2013-11-19 | 2013-11-19 12:01 | 2013 | 11 | 19 | 12 | 3 | 0 | #DIV/0!
2013-11-19 | 2013-11-19 13:01 | 2013 | 11 | 19 | 13 | 3 | 0 | #DIV/0!
2013-11-19 | 2013-11-19 14:01 | 2013 | 11 | 19 | 14 | 3 | 0 | #DIV/0!
2013-11-19 | 2013-11-19 15:01 | 2013 | 11 | 19 | 15 | 3 | 0 | #DIV/0!
2013-11-19 | 2013-11-19 16:01 | 2013 | 11 | 19 | 16 | 3 | 0 | #DIV/0!
2013-11-19 | 2013-11-19 17:01 | 2013 | 11 | 19 | 17 | 3 | 0 | #DIV/0!
2013-11-19 | 2013-11-19 18:01 | 2013 | 11 | 19 | 18 | 3 | 0 | #DIV/0!
2013-11-19 | 2013-11-19 19:01 | 2013 | 11 | 19 | 19 | 3 | 0 | #DIV/0!
2013-11-19 | 2013-11-19 20:01 | 2013 | 11 | 19 | 20 | 3 | 0 | #DIV/0!
2013-11-19 | 2013-11-19 21:01 | 2013 | 11 | 19 | 21 | 3 | 0 | #DIV/0!
2013-11-19 | 2013-11-19 22:01 | 2013 | 11 | 19 | 22 | 3 | 0 | #DIV/0!
2013-11-19 | 2013-11-19 23:01 | 2013 | 11 | 19 | 23 | 3 | 0 | #DIV/0!
2013-11-20 | 2013-11-20 00:01 | 2013 | 11 | 20 | 24 | 4 | 0 | #DIV/0!
2013-11-20 | 2013-11-20 01:01 | 2013 | 11 | 20 | 1 | 4 | 0 | #DIV/0!
2013-11-20 | 2013-11-20 02:01 | 2013 | 11 | 20 | 2 | 4 | 0 | #DIV/0!
2013-11-20 | 2013-11-20 03:01 | 2013 | 11 | 20 | 3 | 4 | 0 | #DIV/0!
2013-11-20 | 2013-11-20 04:01 | 2013 | 11 | 20 | 4 | 4 | 0 | #DIV/0!
2013-11-20 | 2013-11-20 05:01 | 2013 | 11 | 20 | 5 | 4 | 0 | #DIV/0!
2013-11-20 | 2013-11-20 06:01 | 2013 | 11 | 20 | 6 | 4 | 0 | #DIV/0!
2013-11-20 | 2013-11-20 07:01 | 2013 | 11 | 20 | 7 | 4 | 0 | #DIV/0!
2013-11-20 | 2013-11-20 08:01 | 2013 | 11 | 20 | 8 | 4 | 0 | #DIV/0!
2013-11-20 | 2013-11-20 09:01 | 2013 | 11 | 20 | 9 | 4 | 0 | #DIV/0!
2013-11-20 | 2013-11-20 10:01 | 2013 | 11 | 20 | 10 | 4 | 0 | #DIV/0!
2013-11-20 | 2013-11-20 11:01 | 2013 | 11 | 20 | 11 | 4 | 0 | #DIV/0!
2013-11-20 | 2013-11-20 12:01 | 2013 | 11 | 20 | 12 | 4 | 0 | #DIV/0!
2013-11-20 | 2013-11-20 13:01 | 2013 | 11 | 20 | 13 | 4 | 0 | #DIV/0!
2013-11-20 | 2013-11-20 14:01 | 2013 | 11 | 20 | 14 | 4 | 0 | #DIV/0!
2013-11-20 | 2013-11-20 15:01 | 2013 | 11 | 20 | 15 | 4 | 0 | #DIV/0!
2013-11-20 | 2013-11-20 16:01 | 2013 | 11 | 20 | 16 | 4 | 0 | #DIV/0!
2013-11-20 | 2013-11-20 17:01 | 2013 | 11 | 20 | 17 | 4 | 0 | #DIV/0!
2013-11-20 | 2013-11-20 18:01 | 2013 | 11 | 20 | 18 | 4 | 0 | #DIV/0!
2013-11-20 | 2013-11-20 19:01 | 2013 | 11 | 20 | 19 | 4 | 0 | #DIV/0!
2013-11-20 | 2013-11-20 20:01 | 2013 | 11 | 20 | 20 | 4 | 0 | #DIV/0!
2013-11-20 | 2013-11-20 21:01 | 2013 | 11 | 20 | 21 | 4 | 0 | #DIV/0!
2013-11-20 | 2013-11-20 22:01 | 2013 | 11 | 20 | 22 | 4 | 0 | #DIV/0!
2013-11-20 | 2013-11-20 23:01 | 2013 | 11 | 20 | 23 | 4 | 0 | #DIV/0!
2013-11-21 | 2013-11-21 00:01 | 2013 | 11 | 21 | 24 | 5 | 0 | #DIV/0!
2013-11-21 | 2013-11-21 01:01 | 2013 | 11 | 21 | 1 | 5 | 0 | #DIV/0!
2013-11-21 | 2013-11-21 02:01 | 2013 | 11 | 21 | 2 | 5 | 0 | #DIV/0!
2013-11-21 | 2013-11-21 03:01 | 2013 | 11 | 21 | 3 | 5 | 0 | #DIV/0!
2013-11-21 | 2013-11-21 04:01 | 2013 | 11 | 21 | 4 | 5 | 0 | #DIV/0!
2013-11-21 | 2013-11-21 05:01 | 2013 | 11 | 21 | 5 | 5 | 0 | #DIV/0!
2013-11-21 | 2013-11-21 06:01 | 2013 | 11 | 21 | 6 | 5 | 0 | #DIV/0!
2013-11-21 | 2013-11-21 07:01 | 2013 | 11 | 21 | 7 | 5 | 0 | #DIV/0!
2013-11-21 | 2013-11-21 08:01 | 2013 | 11 | 21 | 8 | 5 | 0 | #DIV/0!
2013-11-21 | 2013-11-21 09:01 | 2013 | 11 | 21 | 9 | 5 | 0 | #DIV/0!
2013-11-21 | 2013-11-21 10:01 | 2013 | 11 | 21 | 10 | 5 | 0 | #DIV/0!
2013-11-21 | 2013-11-21 11:01 | 2013 | 11 | 21 | 11 | 5 | 0 | #DIV/0!
2013-11-21 | 2013-11-21 12:01 | 2013 | 11 | 21 | 12 | 5 | 0 | #DIV/0!
2013-11-21 | 2013-11-21 13:01 | 2013 | 11 | 21 | 13 | 5 | 0 | #DIV/0!
2013-11-21 | 2013-11-21 14:01 | 2013 | 11 | 21 | 14 | 5 | 0 | #DIV/0!
2013-11-21 | 2013-11-21 15:01 | 2013 | 11 | 21 | 15 | 5 | 0 | #DIV/0!
2013-11-21 | 2013-11-21 16:01 | 2013 | 11 | 21 | 16 | 5 | 0 | #DIV/0!
2013-11-21 | 2013-11-21 17:01 | 2013 | 11 | 21 | 17 | 5 | 0 | #DIV/0!
2013-11-21 | 2013-11-21 18:01 | 2013 | 11 | 21 | 18 | 5 | 0 | #DIV/0!
2013-11-21 | 2013-11-21 19:01 | 2013 | 11 | 21 | 19 | 5 | 0 | #DIV/0!
2013-11-21 | 2013-11-21 20:01 | 2013 | 11 | 21 | 20 | 5 | 0 | #DIV/0!
2013-11-21 | 2013-11-21 21:01 | 2013 | 11 | 21 | 21 | 5 | 0 | #DIV/0!
2013-11-21 | 2013-11-21 22:01 | 2013 | 11 | 21 | 22 | 5 | 0 | #DIV/0!
2013-11-21 | 2013-11-21 23:01 | 2013 | 11 | 21 | 23 | 5 | 0 | #DIV/0!
2013-11-22 | 2013-11-22 00:01 | 2013 | 11 | 22 | 24 | 6 | 0 | #DIV/0!
2013-11-22 | 2013-11-22 01:01 | 2013 | 11 | 22 | 1 | 6 | 0 | #DIV/0!
2013-11-22 | 2013-11-22 02:01 | 2013 | 11 | 22 | 2 | 6 | 0 | #DIV/0!
2013-11-22 | 2013-11-22 03:01 | 2013 | 11 | 22 | 3 | 6 | 0 | #DIV/0!
2013-11-22 | 2013-11-22 04:01 | 2013 | 11 | 22 | 4 | 6 | 0 | #DIV/0!
2013-11-22 | 2013-11-22 05:01 | 2013 | 11 | 22 | 5 | 6 | 0 | #DIV/0!
2013-11-22 | 2013-11-22 06:01 | 2013 | 11 | 22 | 6 | 6 | 0 | #DIV/0!
2013-11-22 | 2013-11-22 07:01 | 2013 | 11 | 22 | 7 | 6 | 0 | #DIV/0!
2013-11-22 | 2013-11-22 08:01 | 2013 | 11 | 22 | 8 | 6 | 0 | #DIV/0!
2013-11-22 | 2013-11-22 09:01 | 2013 | 11 | 22 | 9 | 6 | 0 | #DIV/0!
2013-11-22 | 2013-11-22 10:01 | 2013 | 11 | 22 | 10 | 6 | 0 | #DIV/0!
2013-11-22 | 2013-11-22 11:01 | 2013 | 11 | 22 | 11 | 6 | 0 | #DIV/0!
2013-11-22 | 2013-11-22 12:01 | 2013 | 11 | 22 | 12 | 6 | 0 | #DIV/0!
2013-11-22 | 2013-11-22 13:01 | 2013 | 11 | 22 | 13 | 6 | 0 | #DIV/0!
2013-11-22 | 2013-11-22 14:01 | 2013 | 11 | 22 | 14 | 6 | 0 | #DIV/0!
2013-11-22 | 2013-11-22 15:01 | 2013 | 11 | 22 | 15 | 6 | 0 | #DIV/0!
2013-11-22 | 2013-11-22 16:01 | 2013 | 11 | 22 | 16 | 6 | 0 | #DIV/0!
2013-11-22 | 2013-11-22 17:01 | 2013 | 11 | 22 | 17 | 6 | 0 | #DIV/0!
2013-11-22 | 2013-11-22 18:01 | 2013 | 11 | 22 | 18 | 6 | 0 | #DIV/0!
2013-11-22 | 2013-11-22 19:01 | 2013 | 11 | 22 | 19 | 6 | 0 | #DIV/0!
2013-11-22 | 2013-11-22 20:01 | 2013 | 11 | 22 | 20 | 6 | 0 | #DIV/0!
2013-11-22 | 2013-11-22 21:01 | 2013 | 11 | 22 | 21 | 6 | 0 | #DIV/0!
2013-11-22 | 2013-11-22 22:01 | 2013 | 11 | 22 | 22 | 6 | 0 | #DIV/0!
2013-11-22 | 2013-11-22 23:01 | 2013 | 11 | 22 | 23 | 6 | 0 | #DIV/0!
2013-11-23 | 2013-11-23 00:01 | 2013 | 11 | 23 | 24 | 7 | 0 | #DIV/0!
2013-11-23 | 2013-11-23 01:01 | 2013 | 11 | 23 | 1 | 7 | 0 | #DIV/0!
2013-11-23 | 2013-11-23 02:01 | 2013 | 11 | 23 | 2 | 7 | 0 | #DIV/0!
2013-11-23 | 2013-11-23 03:01 | 2013 | 11 | 23 | 3 | 7 | 0 | #DIV/0!
2013-11-23 | 2013-11-23 04:01 | 2013 | 11 | 23 | 4 | 7 | 0 | #DIV/0!
2013-11-23 | 2013-11-23 05:01 | 2013 | 11 | 23 | 5 | 7 | 0 | #DIV/0!
2013-11-23 | 2013-11-23 06:01 | 2013 | 11 | 23 | 6 | 7 | 0 | #DIV/0!
2013-11-23 | 2013-11-23 07:01 | 2013 | 11 | 23 | 7 | 7 | 0 | #DIV/0!
2013-11-23 | 2013-11-23 08:01 | 2013 | 11 | 23 | 8 | 7 | 0 | #DIV/0!
2013-11-23 | 2013-11-23 09:01 | 2013 | 11 | 23 | 9 | 7 | 0 | #DIV/0!
2013-11-23 | 2013-11-23 10:01 | 2013 | 11 | 23 | 10 | 7 | 0 | #DIV/0!
2013-11-23 | 2013-11-23 11:01 | 2013 | 11 | 23 | 11 | 7 | 0 | #DIV/0!
2013-11-23 | 2013-11-23 12:01 | 2013 | 11 | 23 | 12 | 7 | 0 | #DIV/0!
2013-11-23 | 2013-11-23 13:01 | 2013 | 11 | 23 | 13 | 7 | 0 | #DIV/0!
2013-11-23 | 2013-11-23 14:01 | 2013 | 11 | 23 | 14 | 7 | 0 | #DIV/0!
2013-11-23 | 2013-11-23 15:01 | 2013 | 11 | 23 | 15 | 7 | 0 | #DIV/0!
2013-11-23 | 2013-11-23 16:01 | 2013 | 11 | 23 | 16 | 7 | 0 | #DIV/0!
2013-11-23 | 2013-11-23 17:01 | 2013 | 11 | 23 | 17 | 7 | 0 | #DIV/0!
2013-11-23 | 2013-11-23 18:01 | 2013 | 11 | 23 | 18 | 7 | 0 | #DIV/0!
2013-11-23 | 2013-11-23 19:01 | 2013 | 11 | 23 | 19 | 7 | 0 | #DIV/0!
2013-11-23 | 2013-11-23 20:01 | 2013 | 11 | 23 | 20 | 7 | 0 | #DIV/0!
2013-11-23 | 2013-11-23 21:01 | 2013 | 11 | 23 | 21 | 7 | 0 | #DIV/0!
2013-11-23 | 2013-11-23 22:01 | 2013 | 11 | 23 | 22 | 7 | 0 | #DIV/0!
2013-11-23 | 2013-11-23 23:01 | 2013 | 11 | 23 | 23 | 7 | 0 | #DIV/0!
2013-11-24 | 2013-11-24 00:01 | 2013 | 11 | 24 | 24 | 1 | 0 | #DIV/0!
2013-11-24 | 2013-11-24 01:01 | 2013 | 11 | 24 | 1 | 1 | 0 | #DIV/0!
2013-11-24 | 2013-11-24 02:01 | 2013 | 11 | 24 | 2 | 1 | 0 | #DIV/0!
2013-11-24 | 2013-11-24 03:01 | 2013 | 11 | 24 | 3 | 1 | 0 | #DIV/0!
2013-11-24 | 2013-11-24 04:01 | 2013 | 11 | 24 | 4 | 1 | 0 | #DIV/0!
2013-11-24 | 2013-11-24 05:01 | 2013 | 11 | 24 | 5 | 1 | 0 | #DIV/0!
2013-11-24 | 2013-11-24 06:01 | 2013 | 11 | 24 | 6 | 1 | 0 | #DIV/0!
2013-11-24 | 2013-11-24 07:01 | 2013 | 11 | 24 | 7 | 1 | 0 | #DIV/0!
2013-11-24 | 2013-11-24 08:01 | 2013 | 11 | 24 | 8 | 1 | 0 | #DIV/0!
2013-11-24 | 2013-11-24 09:01 | 2013 | 11 | 24 | 9 | 1 | 0 | #DIV/0!
2013-11-24 | 2013-11-24 10:01 | 2013 | 11 | 24 | 10 | 1 | 0 | #DIV/0!
2013-11-24 | 2013-11-24 11:01 | 2013 | 11 | 24 | 11 | 1 | 0 | #DIV/0!
2013-11-24 | 2013-11-24 12:01 | 2013 | 11 | 24 | 12 | 1 | 0 | #DIV/0!
2013-11-24 | 2013-11-24 13:01 | 2013 | 11 | 24 | 13 | 1 | 0 | #DIV/0!
2013-11-24 | 2013-11-24 14:01 | 2013 | 11 | 24 | 14 | 1 | 0 | #DIV/0!
2013-11-24 | 2013-11-24 15:01 | 2013 | 11 | 24 | 15 | 1 | 0 | #DIV/0!
2013-11-24 | 2013-11-24 16:01 | 2013 | 11 | 24 | 16 | 1 | 0 | #DIV/0!
2013-11-24 | 2013-11-24 17:01 | 2013 | 11 | 24 | 17 | 1 | 0 | #DIV/0!
2013-11-24 | 2013-11-24 18:01 | 2013 | 11 | 24 | 18 | 1 | 0 | #DIV/0!
2013-11-24 | 2013-11-24 19:01 | 2013 | 11 | 24 | 19 | 1 | 0 | #DIV/0!
2013-11-24 | 2013-11-24 20:01 | 2013 | 11 | 24 | 20 | 1 | 0 | #DIV/0!
2013-11-24 | 2013-11-24 21:01 | 2013 | 11 | 24 | 21 | 1 | 0 | #DIV/0!
2013-11-24 | 2013-11-24 22:01 | 2013 | 11 | 24 | 22 | 1 | 0 | #DIV/0!
2013-11-24 | 2013-11-24 23:01 | 2013 | 11 | 24 | 23 | 1 | 0 | #DIV/0!
2013-11-25 | 2013-11-25 00:01 | 2013 | 11 | 25 | 24 | 2 | 0 | #DIV/0!
2013-11-25 | 2013-11-25 01:01 | 2013 | 11 | 25 | 1 | 2 | 0 | #DIV/0!
2013-11-25 | 2013-11-25 02:01 | 2013 | 11 | 25 | 2 | 2 | 0 | #DIV/0!
2013-11-25 | 2013-11-25 03:01 | 2013 | 11 | 25 | 3 | 2 | 0 | #DIV/0!
2013-11-25 | 2013-11-25 04:01 | 2013 | 11 | 25 | 4 | 2 | 0 | #DIV/0!
2013-11-25 | 2013-11-25 05:01 | 2013 | 11 | 25 | 5 | 2 | 0 | #DIV/0!
2013-11-25 | 2013-11-25 06:01 | 2013 | 11 | 25 | 6 | 2 | 0 | #DIV/0!
2013-11-25 | 2013-11-25 07:01 | 2013 | 11 | 25 | 7 | 2 | 0 | #DIV/0!
2013-11-25 | 2013-11-25 08:01 | 2013 | 11 | 25 | 8 | 2 | 0 | #DIV/0!
2013-11-25 | 2013-11-25 09:01 | 2013 | 11 | 25 | 9 | 2 | 0 | #DIV/0!
2013-11-25 | 2013-11-25 10:01 | 2013 | 11 | 25 | 10 | 2 | 0 | #DIV/0!
2013-11-25 | 2013-11-25 11:01 | 2013 | 11 | 25 | 11 | 2 | 0 | #DIV/0!
2013-11-25 | 2013-11-25 12:01 | 2013 | 11 | 25 | 12 | 2 | 0 | #DIV/0!
2013-11-25 | 2013-11-25 13:01 | 2013 | 11 | 25 | 13 | 2 | 0 | #DIV/0!
2013-11-25 | 2013-11-25 14:01 | 2013 | 11 | 25 | 14 | 2 | 0 | #DIV/0!
2013-11-25 | 2013-11-25 15:01 | 2013 | 11 | 25 | 15 | 2 | 0 | #DIV/0!
2013-11-25 | 2013-11-25 16:01 | 2013 | 11 | 25 | 16 | 2 | 0 | #DIV/0!
2013-11-25 | 2013-11-25 17:01 | 2013 | 11 | 25 | 17 | 2 | 0 | #DIV/0!
2013-11-25 | 2013-11-25 18:01 | 2013 | 11 | 25 | 18 | 2 | 0 | #DIV/0!
2013-11-25 | 2013-11-25 19:01 | 2013 | 11 | 25 | 19 | 2 | 0 | #DIV/0!
2013-11-25 | 2013-11-25 20:01 | 2013 | 11 | 25 | 20 | 2 | 0 | #DIV/0!
2013-11-25 | 2013-11-25 21:01 | 2013 | 11 | 25 | 21 | 2 | 0 | #DIV/0!
2013-11-25 | 2013-11-25 22:01 | 2013 | 11 | 25 | 22 | 2 | 0 | #DIV/0!
2013-11-25 | 2013-11-25 23:01 | 2013 | 11 | 25 | 23 | 2 | 0 | #DIV/0!
2013-11-26 | 2013-11-26 00:01 | 2013 | 11 | 26 | 24 | 3 | 0 | #DIV/0!
2013-11-26 | 2013-11-26 01:01 | 2013 | 11 | 26 | 1 | 3 | 0 | #DIV/0!
2013-11-26 | 2013-11-26 02:01 | 2013 | 11 | 26 | 2 | 3 | 0 | #DIV/0!
2013-11-26 | 2013-11-26 03:01 | 2013 | 11 | 26 | 3 | 3 | 0 | #DIV/0!
2013-11-26 | 2013-11-26 04:01 | 2013 | 11 | 26 | 4 | 3 | 0 | #DIV/0!
2013-11-26 | 2013-11-26 05:01 | 2013 | 11 | 26 | 5 | 3 | 0 | #DIV/0!
2013-11-26 | 2013-11-26 06:01 | 2013 | 11 | 26 | 6 | 3 | 0 | #DIV/0!
2013-11-26 | 2013-11-26 07:01 | 2013 | 11 | 26 | 7 | 3 | 0 | #DIV/0!
2013-11-26 | 2013-11-26 08:01 | 2013 | 11 | 26 | 8 | 3 | 0 | #DIV/0!
2013-11-26 | 2013-11-26 09:01 | 2013 | 11 | 26 | 9 | 3 | 0 | #DIV/0!
2013-11-26 | 2013-11-26 10:01 | 2013 | 11 | 26 | 10 | 3 | 0 | #DIV/0!
2013-11-26 | 2013-11-26 11:01 | 2013 | 11 | 26 | 11 | 3 | 0 | #DIV/0!
2013-11-26 | 2013-11-26 12:01 | 2013 | 11 | 26 | 12 | 3 | 0 | #DIV/0!
2013-11-26 | 2013-11-26 13:01 | 2013 | 11 | 26 | 13 | 3 | 0 | #DIV/0!
2013-11-26 | 2013-11-26 14:01 | 2013 | 11 | 26 | 14 | 3 | 0 | #DIV/0!
2013-11-26 | 2013-11-26 15:01 | 2013 | 11 | 26 | 15 | 3 | 0 | #DIV/0!
2013-11-26 | 2013-11-26 16:01 | 2013 | 11 | 26 | 16 | 3 | 0 | #DIV/0!
2013-11-26 | 2013-11-26 17:01 | 2013 | 11 | 26 | 17 | 3 | 0 | #DIV/0!
2013-11-26 | 2013-11-26 18:01 | 2013 | 11 | 26 | 18 | 3 | 0 | #DIV/0!
2013-11-26 | 2013-11-26 19:01 | 2013 | 11 | 26 | 19 | 3 | 0 | #DIV/0!
2013-11-26 | 2013-11-26 20:01 | 2013 | 11 | 26 | 20 | 3 | 0 | #DIV/0!
2013-11-26 | 2013-11-26 21:01 | 2013 | 11 | 26 | 21 | 3 | 0 | #DIV/0!
2013-11-26 | 2013-11-26 22:01 | 2013 | 11 | 26 | 22 | 3 | 0 | #DIV/0!
2013-11-26 | 2013-11-26 23:01 | 2013 | 11 | 26 | 23 | 3 | 0 | #DIV/0!
2013-11-27 | 2013-11-27 00:01 | 2013 | 11 | 27 | 24 | 4 | 0 | #DIV/0!
2013-11-27 | 2013-11-27 01:01 | 2013 | 11 | 27 | 1 | 4 | 0 | #DIV/0!
2013-11-27 | 2013-11-27 02:01 | 2013 | 11 | 27 | 2 | 4 | 0 | #DIV/0!
2013-11-27 | 2013-11-27 03:01 | 2013 | 11 | 27 | 3 | 4 | 0 | #DIV/0!
2013-11-27 | 2013-11-27 04:01 | 2013 | 11 | 27 | 4 | 4 | 0 | #DIV/0!
2013-11-27 | 2013-11-27 05:01 | 2013 | 11 | 27 | 5 | 4 | 0 | #DIV/0!
2013-11-27 | 2013-11-27 06:01 | 2013 | 11 | 27 | 6 | 4 | 0 | #DIV/0!
2013-11-27 | 2013-11-27 07:01 | 2013 | 11 | 27 | 7 | 4 | 0 | #DIV/0!
2013-11-27 | 2013-11-27 08:01 | 2013 | 11 | 27 | 8 | 4 | 0 | #DIV/0!
2013-11-27 | 2013-11-27 09:01 | 2013 | 11 | 27 | 9 | 4 | 0 | #DIV/0!
2013-11-27 | 2013-11-27 10:01 | 2013 | 11 | 27 | 10 | 4 | 0 | #DIV/0!
2013-11-27 | 2013-11-27 11:01 | 2013 | 11 | 27 | 11 | 4 | 0 | #DIV/0!
2013-11-27 | 2013-11-27 12:01 | 2013 | 11 | 27 | 12 | 4 | 0 | #DIV/0!
2013-11-27 | 2013-11-27 13:01 | 2013 | 11 | 27 | 13 | 4 | 0 | #DIV/0!
2013-11-27 | 2013-11-27 14:01 | 2013 | 11 | 27 | 14 | 4 | 0 | #DIV/0!
2013-11-27 | 2013-11-27 15:01 | 2013 | 11 | 27 | 15 | 4 | 0 | #DIV/0!
2013-11-27 | 2013-11-27 16:01 | 2013 | 11 | 27 | 16 | 4 | 0 | #DIV/0!
2013-11-27 | 2013-11-27 17:01 | 2013 | 11 | 27 | 17 | 4 | 0 | #DIV/0!
2013-11-27 | 2013-11-27 18:01 | 2013 | 11 | 27 | 18 | 4 | 0 | #DIV/0!
2013-11-27 | 2013-11-27 19:01 | 2013 | 11 | 27 | 19 | 4 | 0 | #DIV/0!
2013-11-27 | 2013-11-27 20:01 | 2013 | 11 | 27 | 20 | 4 | 0 | #DIV/0!
2013-11-27 | 2013-11-27 21:01 | 2013 | 11 | 27 | 21 | 4 | 0 | #DIV/0!
2013-11-27 | 2013-11-27 22:01 | 2013 | 11 | 27 | 22 | 4 | 0 | #DIV/0!
2013-11-27 | 2013-11-27 23:01 | 2013 | 11 | 27 | 23 | 4 | 0 | #DIV/0!
2013-11-28 | 2013-11-28 00:01 | 2013 | 11 | 28 | 24 | 5 | 0 | #DIV/0!
2013-11-28 | 2013-11-28 01:01 | 2013 | 11 | 28 | 1 | 5 | 0 | #DIV/0!
2013-11-28 | 2013-11-28 02:01 | 2013 | 11 | 28 | 2 | 5 | 0 | #DIV/0!
2013-11-28 | 2013-11-28 03:01 | 2013 | 11 | 28 | 3 | 5 | 0 | #DIV/0!
2013-11-28 | 2013-11-28 04:01 | 2013 | 11 | 28 | 4 | 5 | 0 | #DIV/0!
2013-11-28 | 2013-11-28 05:01 | 2013 | 11 | 28 | 5 | 5 | 0 | #DIV/0!
2013-11-28 | 2013-11-28 06:01 | 2013 | 11 | 28 | 6 | 5 | 0 | #DIV/0!
2013-11-28 | 2013-11-28 07:01 | 2013 | 11 | 28 | 7 | 5 | 0 | #DIV/0!
2013-11-28 | 2013-11-28 08:01 | 2013 | 11 | 28 | 8 | 5 | 0 | #DIV/0!
2013-11-28 | 2013-11-28 09:01 | 2013 | 11 | 28 | 9 | 5 | 0 | #DIV/0!
2013-11-28 | 2013-11-28 10:01 | 2013 | 11 | 28 | 10 | 5 | 0 | #DIV/0!
2013-11-28 | 2013-11-28 11:01 | 2013 | 11 | 28 | 11 | 5 | 0 | #DIV/0!
2013-11-28 | 2013-11-28 12:01 | 2013 | 11 | 28 | 12 | 5 | 0 | #DIV/0!
2013-11-28 | 2013-11-28 13:01 | 2013 | 11 | 28 | 13 | 5 | 0 | #DIV/0!
2013-11-28 | 2013-11-28 14:01 | 2013 | 11 | 28 | 14 | 5 | 0 | #DIV/0!
2013-11-28 | 2013-11-28 15:01 | 2013 | 11 | 28 | 15 | 5 | 0 | #DIV/0!
2013-11-28 | 2013-11-28 16:01 | 2013 | 11 | 28 | 16 | 5 | 0 | #DIV/0!
2013-11-28 | 2013-11-28 17:01 | 2013 | 11 | 28 | 17 | 5 | 0 | #DIV/0!
2013-11-28 | 2013-11-28 18:01 | 2013 | 11 | 28 | 18 | 5 | 0 | #DIV/0!
2013-11-28 | 2013-11-28 19:01 | 2013 | 11 | 28 | 19 | 5 | 0 | #DIV/0!
2013-11-28 | 2013-11-28 20:01 | 2013 | 11 | 28 | 20 | 5 | 0 | #DIV/0!
2013-11-28 | 2013-11-28 21:01 | 2013 | 11 | 28 | 21 | 5 | 0 | #DIV/0!
2013-11-28 | 2013-11-28 22:01 | 2013 | 11 | 28 | 22 | 5 | 0 | #DIV/0!
2013-11-28 | 2013-11-28 23:01 | 2013 | 11 | 28 | 23 | 5 | 0 | #DIV/0!
2013-11-29 | 2013-11-29 00:01 | 2013 | 11 | 29 | 24 | 6 | 0 | #DIV/0!
2013-11-29 | 2013-11-29 01:01 | 2013 | 11 | 29 | 1 | 6 | 0 | #DIV/0!
2013-11-29 | 2013-11-29 02:01 | 2013 | 11 | 29 | 2 | 6 | 0 | #DIV/0!
2013-11-29 | 2013-11-29 03:01 | 2013 | 11 | 29 | 3 | 6 | 0 | #DIV/0!
2013-11-29 | 2013-11-29 04:01 | 2013 | 11 | 29 | 4 | 6 | 0 | #DIV/0!
2013-11-29 | 2013-11-29 05:01 | 2013 | 11 | 29 | 5 | 6 | 0 | #DIV/0!
2013-11-29 | 2013-11-29 06:01 | 2013 | 11 | 29 | 6 | 6 | 0 | #DIV/0!
2013-11-29 | 2013-11-29 07:01 | 2013 | 11 | 29 | 7 | 6 | 0 | #DIV/0!
2013-11-29 | 2013-11-29 08:01 | 2013 | 11 | 29 | 8 | 6 | 0 | #DIV/0!
2013-11-29 | 2013-11-29 09:01 | 2013 | 11 | 29 | 9 | 6 | 0 | #DIV/0!
2013-11-29 | 2013-11-29 10:01 | 2013 | 11 | 29 | 10 | 6 | 0 | #DIV/0!
2013-11-29 | 2013-11-29 11:01 | 2013 | 11 | 29 | 11 | 6 | 0 | #DIV/0!
2013-11-29 | 2013-11-29 12:01 | 2013 | 11 | 29 | 12 | 6 | 0 | #DIV/0!
2013-11-29 | 2013-11-29 13:01 | 2013 | 11 | 29 | 13 | 6 | 0 | #DIV/0!
2013-11-29 | 2013-11-29 14:01 | 2013 | 11 | 29 | 14 | 6 | 0 | #DIV/0!
2013-11-29 | 2013-11-29 15:01 | 2013 | 11 | 29 | 15 | 6 | 0 | #DIV/0!
2013-11-29 | 2013-11-29 16:01 | 2013 | 11 | 29 | 16 | 6 | 0 | #DIV/0!
2013-11-29 | 2013-11-29 17:01 | 2013 | 11 | 29 | 17 | 6 | 0 | #DIV/0!
2013-11-29 | 2013-11-29 18:01 | 2013 | 11 | 29 | 18 | 6 | 0 | #DIV/0!
2013-11-29 | 2013-11-29 19:01 | 2013 | 11 | 29 | 19 | 6 | 0 | #DIV/0!
2013-11-29 | 2013-11-29 20:01 | 2013 | 11 | 29 | 20 | 6 | 0 | #DIV/0!
2013-11-29 | 2013-11-29 21:01 | 2013 | 11 | 29 | 21 | 6 | 0 | #DIV/0!
2013-11-29 | 2013-11-29 22:01 | 2013 | 11 | 29 | 22 | 6 | 0 | #DIV/0!
2013-11-29 | 2013-11-29 23:01 | 2013 | 11 | 29 | 23 | 6 | 0 | #DIV/0!
2013-11-30 | 2013-11-30 00:01 | 2013 | 11 | 30 | 24 | 7 | 0 | #DIV/0!
2013-11-30 | 2013-11-30 01:01 | 2013 | 11 | 30 | 1 | 7 | 0 | #DIV/0!
2013-11-30 | 2013-11-30 02:01 | 2013 | 11 | 30 | 2 | 7 | 0 | #DIV/0!
2013-11-30 | 2013-11-30 03:01 | 2013 | 11 | 30 | 3 | 7 | 0 | #DIV/0!
2013-11-30 | 2013-11-30 04:01 | 2013 | 11 | 30 | 4 | 7 | 0 | #DIV/0!
2013-11-30 | 2013-11-30 05:01 | 2013 | 11 | 30 | 5 | 7 | 0 | #DIV/0!
2013-11-30 | 2013-11-30 06:01 | 2013 | 11 | 30 | 6 | 7 | 0 | #DIV/0!
2013-11-30 | 2013-11-30 07:01 | 2013 | 11 | 30 | 7 | 7 | 0 | #DIV/0!
2013-11-30 | 2013-11-30 08:01 | 2013 | 11 | 30 | 8 | 7 | 0 | #DIV/0!
2013-11-30 | 2013-11-30 09:01 | 2013 | 11 | 30 | 9 | 7 | 0 | #DIV/0!
2013-11-30 | 2013-11-30 10:01 | 2013 | 11 | 30 | 10 | 7 | 0 | #DIV/0!
2013-11-30 | 2013-11-30 11:01 | 2013 | 11 | 30 | 11 | 7 | 0 | #DIV/0!
2013-11-30 | 2013-11-30 12:01 | 2013 | 11 | 30 | 12 | 7 | 0 | #DIV/0!
2013-11-30 | 2013-11-30 13:01 | 2013 | 11 | 30 | 13 | 7 | 0 | #DIV/0!
2013-11-30 | 2013-11-30 14:01 | 2013 | 11 | 30 | 14 | 7 | 0 | #DIV/0!
2013-11-30 | 2013-11-30 15:01 | 2013 | 11 | 30 | 15 | 7 | 0 | #DIV/0!
2013-11-30 | 2013-11-30 16:01 | 2013 | 11 | 30 | 16 | 7 | 0 | #DIV/0!
2013-11-30 | 2013-11-30 17:01 | 2013 | 11 | 30 | 17 | 7 | 0 | #DIV/0!
2013-11-30 | 2013-11-30 18:01 | 2013 | 11 | 30 | 18 | 7 | 0 | #DIV/0!
2013-11-30 | 2013-11-30 19:01 | 2013 | 11 | 30 | 19 | 7 | 0 | #DIV/0!
2013-11-30 | 2013-11-30 20:01 | 2013 | 11 | 30 | 20 | 7 | 0 | #DIV/0!
2013-11-30 | 2013-11-30 21:01 | 2013 | 11 | 30 | 21 | 7 | 0 | #DIV/0!
2013-11-30 | 2013-11-30 22:01 | 2013 | 11 | 30 | 22 | 7 | 0 | #DIV/0!
2013-11-30 | 2013-11-30 23:01 | 2013 | 11 | 30 | 23 | 7 | 0 | #DIV/0!
2013-12-01 | 2013-12-01 00:01 | 2013 | 12 | 1 | 24 | 1 | 0 | #DIV/0!
2013-12-01 | 2013-12-01 01:01 | 2013 | 12 | 1 | 1 | 1 | 0 | #DIV/0!
2013-12-01 | 2013-12-01 02:01 | 2013 | 12 | 1 | 2 | 1 | 0 | #DIV/0!
2013-12-01 | 2013-12-01 03:01 | 2013 | 12 | 1 | 3 | 1 | 0 | #DIV/0!
2013-12-01 | 2013-12-01 04:01 | 2013 | 12 | 1 | 4 | 1 | 0 | #DIV/0!
2013-12-01 | 2013-12-01 05:01 | 2013 | 12 | 1 | 5 | 1 | 0 | #DIV/0!
2013-12-01 | 2013-12-01 06:01 | 2013 | 12 | 1 | 6 | 1 | 0 | #DIV/0!
2013-12-01 | 2013-12-01 07:01 | 2013 | 12 | 1 | 7 | 1 | 0 | #DIV/0!
2013-12-01 | 2013-12-01 08:01 | 2013 | 12 | 1 | 8 | 1 | 0 | #DIV/0!
2013-12-01 | 2013-12-01 09:01 | 2013 | 12 | 1 | 9 | 1 | 0 | #DIV/0!
2013-12-01 | 2013-12-01 10:01 | 2013 | 12 | 1 | 10 | 1 | 0 | #DIV/0!
2013-12-01 | 2013-12-01 11:01 | 2013 | 12 | 1 | 11 | 1 | 0 | #DIV/0!
2013-12-01 | 2013-12-01 12:01 | 2013 | 12 | 1 | 12 | 1 | 0 | #DIV/0!
2013-12-01 | 2013-12-01 13:01 | 2013 | 12 | 1 | 13 | 1 | 0 | #DIV/0!
2013-12-01 | 2013-12-01 14:01 | 2013 | 12 | 1 | 14 | 1 | 0 | #DIV/0!
2013-12-01 | 2013-12-01 15:01 | 2013 | 12 | 1 | 15 | 1 | 0 | #DIV/0!
2013-12-01 | 2013-12-01 16:01 | 2013 | 12 | 1 | 16 | 1 | 0 | #DIV/0!
2013-12-01 | 2013-12-01 17:01 | 2013 | 12 | 1 | 17 | 1 | 0 | #DIV/0!
2013-12-01 | 2013-12-01 18:01 | 2013 | 12 | 1 | 18 | 1 | 0 | #DIV/0!
2013-12-01 | 2013-12-01 19:01 | 2013 | 12 | 1 | 19 | 1 | 0 | #DIV/0!
2013-12-01 | 2013-12-01 20:01 | 2013 | 12 | 1 | 20 | 1 | 0 | #DIV/0!
2013-12-01 | 2013-12-01 21:01 | 2013 | 12 | 1 | 21 | 1 | 0 | #DIV/0!
2013-12-01 | 2013-12-01 22:01 | 2013 | 12 | 1 | 22 | 1 | 0 | #DIV/0!
2013-12-01 | 2013-12-01 23:01 | 2013 | 12 | 1 | 23 | 1 | 0 | #DIV/0!
2013-12-02 | 2013-12-02 00:01 | 2013 | 12 | 2 | 24 | 2 | 0 | #DIV/0!
2013-12-02 | 2013-12-02 01:01 | 2013 | 12 | 2 | 1 | 2 | 0 | #DIV/0!
2013-12-02 | 2013-12-02 02:01 | 2013 | 12 | 2 | 2 | 2 | 0 | #DIV/0!
2013-12-02 | 2013-12-02 03:01 | 2013 | 12 | 2 | 3 | 2 | 0 | #DIV/0!
2013-12-02 | 2013-12-02 04:01 | 2013 | 12 | 2 | 4 | 2 | 0 | #DIV/0!
2013-12-02 | 2013-12-02 05:01 | 2013 | 12 | 2 | 5 | 2 | 0 | #DIV/0!
2013-12-02 | 2013-12-02 06:01 | 2013 | 12 | 2 | 6 | 2 | 0 | #DIV/0!
2013-12-02 | 2013-12-02 07:01 | 2013 | 12 | 2 | 7 | 2 | 0 | #DIV/0!
2013-12-02 | 2013-12-02 08:01 | 2013 | 12 | 2 | 8 | 2 | 0 | #DIV/0!
2013-12-02 | 2013-12-02 09:01 | 2013 | 12 | 2 | 9 | 2 | 0 | #DIV/0!
2013-12-02 | 2013-12-02 10:01 | 2013 | 12 | 2 | 10 | 2 | 0 | #DIV/0!
2013-12-02 | 2013-12-02 11:01 | 2013 | 12 | 2 | 11 | 2 | 0 | #DIV/0!
2013-12-02 | 2013-12-02 12:01 | 2013 | 12 | 2 | 12 | 2 | 0 | #DIV/0!
2013-12-02 | 2013-12-02 13:01 | 2013 | 12 | 2 | 13 | 2 | 0 | #DIV/0!
2013-12-02 | 2013-12-02 14:01 | 2013 | 12 | 2 | 14 | 2 | 0 | #DIV/0!
2013-12-02 | 2013-12-02 15:01 | 2013 | 12 | 2 | 15 | 2 | 0 | #DIV/0!
2013-12-02 | 2013-12-02 16:01 | 2013 | 12 | 2 | 16 | 2 | 0 | #DIV/0!
2013-12-02 | 2013-12-02 17:01 | 2013 | 12 | 2 | 17 | 2 | 0 | #DIV/0!
2013-12-02 | 2013-12-02 18:01 | 2013 | 12 | 2 | 18 | 2 | 0 | #DIV/0!
2013-12-02 | 2013-12-02 19:01 | 2013 | 12 | 2 | 19 | 2 | 0 | #DIV/0!
2013-12-02 | 2013-12-02 20:01 | 2013 | 12 | 2 | 20 | 2 | 0 | #DIV/0!
2013-12-02 | 2013-12-02 21:01 | 2013 | 12 | 2 | 21 | 2 | 0 | #DIV/0!
2013-12-02 | 2013-12-02 22:01 | 2013 | 12 | 2 | 22 | 2 | 0 | #DIV/0!
2013-12-02 | 2013-12-02 23:01 | 2013 | 12 | 2 | 23 | 2 | 0 | #DIV/0!
2013-12-03 | 2013-12-03 00:01 | 2013 | 12 | 3 | 24 | 3 | 0 | #DIV/0!
2013-12-03 | 2013-12-03 01:01 | 2013 | 12 | 3 | 1 | 3 | 0 | #DIV/0!
2013-12-03 | 2013-12-03 02:01 | 2013 | 12 | 3 | 2 | 3 | 0 | #DIV/0!
2013-12-03 | 2013-12-03 03:01 | 2013 | 12 | 3 | 3 | 3 | 0 | #DIV/0!
2013-12-03 | 2013-12-03 04:01 | 2013 | 12 | 3 | 4 | 3 | 0 | #DIV/0!
2013-12-03 | 2013-12-03 05:01 | 2013 | 12 | 3 | 5 | 3 | 0 | #DIV/0!
2013-12-03 | 2013-12-03 06:01 | 2013 | 12 | 3 | 6 | 3 | 0 | #DIV/0!
2013-12-03 | 2013-12-03 07:01 | 2013 | 12 | 3 | 7 | 3 | 0 | #DIV/0!
2013-12-03 | 2013-12-03 08:01 | 2013 | 12 | 3 | 8 | 3 | 0 | #DIV/0!
2013-12-03 | 2013-12-03 09:01 | 2013 | 12 | 3 | 9 | 3 | 0 | #DIV/0!
2013-12-03 | 2013-12-03 10:01 | 2013 | 12 | 3 | 10 | 3 | 0 | #DIV/0!
2013-12-03 | 2013-12-03 11:01 | 2013 | 12 | 3 | 11 | 3 | 0 | #DIV/0!
2013-12-03 | 2013-12-03 12:01 | 2013 | 12 | 3 | 12 | 3 | 0 | #DIV/0!
2013-12-03 | 2013-12-03 13:01 | 2013 | 12 | 3 | 13 | 3 | 0 | #DIV/0!
2013-12-03 | 2013-12-03 14:01 | 2013 | 12 | 3 | 14 | 3 | 0 | #DIV/0!
2013-12-03 | 2013-12-03 15:01 | 2013 | 12 | 3 | 15 | 3 | 0 | #DIV/0!
2013-12-03 | 2013-12-03 16:01 | 2013 | 12 | 3 | 16 | 3 | 0 | #DIV/0!
2013-12-03 | 2013-12-03 17:01 | 2013 | 12 | 3 | 17 | 3 | 0 | #DIV/0!
2013-12-03 | 2013-12-03 18:01 | 2013 | 12 | 3 | 18 | 3 | 0 | #DIV/0!
2013-12-03 | 2013-12-03 19:01 | 2013 | 12 | 3 | 19 | 3 | 0 | #DIV/0!
2013-12-03 | 2013-12-03 20:01 | 2013 | 12 | 3 | 20 | 3 | 0 | #DIV/0!
2013-12-03 | 2013-12-03 21:01 | 2013 | 12 | 3 | 21 | 3 | 0 | #DIV/0!
2013-12-03 | 2013-12-03 22:01 | 2013 | 12 | 3 | 22 | 3 | 0 | #DIV/0!
2013-12-03 | 2013-12-03 23:01 | 2013 | 12 | 3 | 23 | 3 | 0 | #DIV/0!
2013-12-04 | 2013-12-04 00:01 | 2013 | 12 | 4 | 24 | 4 | 0 | #DIV/0!
2013-12-04 | 2013-12-04 01:01 | 2013 | 12 | 4 | 1 | 4 | 0 | #DIV/0!
2013-12-04 | 2013-12-04 02:01 | 2013 | 12 | 4 | 2 | 4 | 0 | #DIV/0!
2013-12-04 | 2013-12-04 03:01 | 2013 | 12 | 4 | 3 | 4 | 0 | #DIV/0!
2013-12-04 | 2013-12-04 04:01 | 2013 | 12 | 4 | 4 | 4 | 0 | #DIV/0!
2013-12-04 | 2013-12-04 05:01 | 2013 | 12 | 4 | 5 | 4 | 0 | #DIV/0!
2013-12-04 | 2013-12-04 06:01 | 2013 | 12 | 4 | 6 | 4 | 0 | #DIV/0!
2013-12-04 | 2013-12-04 07:01 | 2013 | 12 | 4 | 7 | 4 | 0 | #DIV/0!
2013-12-04 | 2013-12-04 08:01 | 2013 | 12 | 4 | 8 | 4 | 0 | #DIV/0!
2013-12-04 | 2013-12-04 09:01 | 2013 | 12 | 4 | 9 | 4 | 0 | #DIV/0!
2013-12-04 | 2013-12-04 10:01 | 2013 | 12 | 4 | 10 | 4 | 0 | #DIV/0!
2013-12-04 | 2013-12-04 11:01 | 2013 | 12 | 4 | 11 | 4 | 0 | #DIV/0!
2013-12-04 | 2013-12-04 12:01 | 2013 | 12 | 4 | 12 | 4 | 0 | #DIV/0!
2013-12-04 | 2013-12-04 13:01 | 2013 | 12 | 4 | 13 | 4 | 0 | #DIV/0!
2013-12-04 | 2013-12-04 14:01 | 2013 | 12 | 4 | 14 | 4 | 0 | #DIV/0!
2013-12-04 | 2013-12-04 15:01 | 2013 | 12 | 4 | 15 | 4 | 0 | #DIV/0!
2013-12-04 | 2013-12-04 16:01 | 2013 | 12 | 4 | 16 | 4 | 0 | #DIV/0!
2013-12-04 | 2013-12-04 17:01 | 2013 | 12 | 4 | 17 | 4 | 0 | #DIV/0!
2013-12-04 | 2013-12-04 18:01 | 2013 | 12 | 4 | 18 | 4 | 0 | #DIV/0!
2013-12-04 | 2013-12-04 19:01 | 2013 | 12 | 4 | 19 | 4 | 0 | #DIV/0!
2013-12-04 | 2013-12-04 20:01 | 2013 | 12 | 4 | 20 | 4 | 0 | #DIV/0!
2013-12-04 | 2013-12-04 21:01 | 2013 | 12 | 4 | 21 | 4 | 0 | #DIV/0!
2013-12-04 | 2013-12-04 22:01 | 2013 | 12 | 4 | 22 | 4 | 0 | #DIV/0!
2013-12-04 | 2013-12-04 23:01 | 2013 | 12 | 4 | 23 | 4 | 0 | #DIV/0!
2013-12-05 | 2013-12-05 00:01 | 2013 | 12 | 5 | 24 | 5 | 0 | #DIV/0!
2013-12-05 | 2013-12-05 01:01 | 2013 | 12 | 5 | 1 | 5 | 0 | #DIV/0!
2013-12-05 | 2013-12-05 02:01 | 2013 | 12 | 5 | 2 | 5 | 0 | #DIV/0!
2013-12-05 | 2013-12-05 03:01 | 2013 | 12 | 5 | 3 | 5 | 0 | #DIV/0!
2013-12-05 | 2013-12-05 04:01 | 2013 | 12 | 5 | 4 | 5 | 0 | #DIV/0!
2013-12-05 | 2013-12-05 05:01 | 2013 | 12 | 5 | 5 | 5 | 0 | #DIV/0!
2013-12-05 | 2013-12-05 06:01 | 2013 | 12 | 5 | 6 | 5 | 0 | #DIV/0!
2013-12-05 | 2013-12-05 07:01 | 2013 | 12 | 5 | 7 | 5 | 0 | #DIV/0!
2013-12-05 | 2013-12-05 08:01 | 2013 | 12 | 5 | 8 | 5 | 0 | #DIV/0!
2013-12-05 | 2013-12-05 09:01 | 2013 | 12 | 5 | 9 | 5 | 0 | #DIV/0!
2013-12-05 | 2013-12-05 10:01 | 2013 | 12 | 5 | 10 | 5 | 0 | #DIV/0!
2013-12-05 | 2013-12-05 11:01 | 2013 | 12 | 5 | 11 | 5 | 0 | #DIV/0!
2013-12-05 | 2013-12-05 12:01 | 2013 | 12 | 5 | 12 | 5 | 0 | #DIV/0!
2013-12-05 | 2013-12-05 13:01 | 2013 | 12 | 5 | 13 | 5 | 0 | #DIV/0!
2013-12-05 | 2013-12-05 14:01 | 2013 | 12 | 5 | 14 | 5 | 0 | #DIV/0!
2013-12-05 | 2013-12-05 15:01 | 2013 | 12 | 5 | 15 | 5 | 0 | #DIV/0!
2013-12-05 | 2013-12-05 16:01 | 2013 | 12 | 5 | 16 | 5 | 0 | #DIV/0!
2013-12-05 | 2013-12-05 17:01 | 2013 | 12 | 5 | 17 | 5 | 0 | #DIV/0!
2013-12-05 | 2013-12-05 18:01 | 2013 | 12 | 5 | 18 | 5 | 0 | #DIV/0!
2013-12-05 | 2013-12-05 19:01 | 2013 | 12 | 5 | 19 | 5 | 0 | #DIV/0!
2013-12-05 | 2013-12-05 20:01 | 2013 | 12 | 5 | 20 | 5 | 0 | #DIV/0!
2013-12-05 | 2013-12-05 21:01 | 2013 | 12 | 5 | 21 | 5 | 0 | #DIV/0!
2013-12-05 | 2013-12-05 22:01 | 2013 | 12 | 5 | 22 | 5 | 0 | #DIV/0!
2013-12-05 | 2013-12-05 23:01 | 2013 | 12 | 5 | 23 | 5 | 0 | #DIV/0!
2013-12-06 | 2013-12-06 00:01 | 2013 | 12 | 6 | 24 | 6 | 0 | #DIV/0!
2013-12-06 | 2013-12-06 01:01 | 2013 | 12 | 6 | 1 | 6 | 0 | #DIV/0!
2013-12-06 | 2013-12-06 02:01 | 2013 | 12 | 6 | 2 | 6 | 0 | #DIV/0!
2013-12-06 | 2013-12-06 03:01 | 2013 | 12 | 6 | 3 | 6 | 0 | #DIV/0!
2013-12-06 | 2013-12-06 04:01 | 2013 | 12 | 6 | 4 | 6 | 0 | #DIV/0!
2013-12-06 | 2013-12-06 05:01 | 2013 | 12 | 6 | 5 | 6 | 0 | #DIV/0!
2013-12-06 | 2013-12-06 06:01 | 2013 | 12 | 6 | 6 | 6 | 0 | #DIV/0!
2013-12-06 | 2013-12-06 07:01 | 2013 | 12 | 6 | 7 | 6 | 0 | #DIV/0!
2013-12-06 | 2013-12-06 08:01 | 2013 | 12 | 6 | 8 | 6 | 0 | #DIV/0!
2013-12-06 | 2013-12-06 09:01 | 2013 | 12 | 6 | 9 | 6 | 0 | #DIV/0!
2013-12-06 | 2013-12-06 10:01 | 2013 | 12 | 6 | 10 | 6 | 0 | #DIV/0!
2013-12-06 | 2013-12-06 11:01 | 2013 | 12 | 6 | 11 | 6 | 0 | #DIV/0!
2013-12-06 | 2013-12-06 12:01 | 2013 | 12 | 6 | 12 | 6 | 0 | #DIV/0!
2013-12-06 | 2013-12-06 13:01 | 2013 | 12 | 6 | 13 | 6 | 0 | #DIV/0!
2013-12-06 | 2013-12-06 14:01 | 2013 | 12 | 6 | 14 | 6 | 0 | #DIV/0!
2013-12-06 | 2013-12-06 15:01 | 2013 | 12 | 6 | 15 | 6 | 0 | #DIV/0!
2013-12-06 | 2013-12-06 16:01 | 2013 | 12 | 6 | 16 | 6 | 0 | #DIV/0!
2013-12-06 | 2013-12-06 17:01 | 2013 | 12 | 6 | 17 | 6 | 0 | #DIV/0!
2013-12-06 | 2013-12-06 18:01 | 2013 | 12 | 6 | 18 | 6 | 0 | #DIV/0!
2013-12-06 | 2013-12-06 19:01 | 2013 | 12 | 6 | 19 | 6 | 0 | #DIV/0!
2013-12-06 | 2013-12-06 20:01 | 2013 | 12 | 6 | 20 | 6 | 0 | #DIV/0!
2013-12-06 | 2013-12-06 21:01 | 2013 | 12 | 6 | 21 | 6 | 0 | #DIV/0!
2013-12-06 | 2013-12-06 22:01 | 2013 | 12 | 6 | 22 | 6 | 0 | #DIV/0!
2013-12-06 | 2013-12-06 23:01 | 2013 | 12 | 6 | 23 | 6 | 0 | #DIV/0!
2013-12-07 | 2013-12-07 00:01 | 2013 | 12 | 7 | 24 | 7 | 0 | #DIV/0!
2013-12-07 | 2013-12-07 01:01 | 2013 | 12 | 7 | 1 | 7 | 0 | #DIV/0!
2013-12-07 | 2013-12-07 02:01 | 2013 | 12 | 7 | 2 | 7 | 0 | #DIV/0!
2013-12-07 | 2013-12-07 03:01 | 2013 | 12 | 7 | 3 | 7 | 0 | #DIV/0!
2013-12-07 | 2013-12-07 04:01 | 2013 | 12 | 7 | 4 | 7 | 0 | #DIV/0!
2013-12-07 | 2013-12-07 05:01 | 2013 | 12 | 7 | 5 | 7 | 0 | #DIV/0!
2013-12-07 | 2013-12-07 06:01 | 2013 | 12 | 7 | 6 | 7 | 0 | #DIV/0!
2013-12-07 | 2013-12-07 07:01 | 2013 | 12 | 7 | 7 | 7 | 0 | #DIV/0!
2013-12-07 | 2013-12-07 08:01 | 2013 | 12 | 7 | 8 | 7 | 0 | #DIV/0!
2013-12-07 | 2013-12-07 09:01 | 2013 | 12 | 7 | 9 | 7 | 0 | #DIV/0!
2013-12-07 | 2013-12-07 10:01 | 2013 | 12 | 7 | 10 | 7 | 0 | #DIV/0!
2013-12-07 | 2013-12-07 11:01 | 2013 | 12 | 7 | 11 | 7 | 0 | #DIV/0!
2013-12-07 | 2013-12-07 12:01 | 2013 | 12 | 7 | 12 | 7 | 0 | #DIV/0!
2013-12-07 | 2013-12-07 13:01 | 2013 | 12 | 7 | 13 | 7 | 0 | #DIV/0!
2013-12-07 | 2013-12-07 14:01 | 2013 | 12 | 7 | 14 | 7 | 0 | #DIV/0!
2013-12-07 | 2013-12-07 15:01 | 2013 | 12 | 7 | 15 | 7 | 0 | #DIV/0!
2013-12-07 | 2013-12-07 16:01 | 2013 | 12 | 7 | 16 | 7 | 0 | #DIV/0!
2013-12-07 | 2013-12-07 17:01 | 2013 | 12 | 7 | 17 | 7 | 0 | #DIV/0!
2013-12-07 | 2013-12-07 18:01 | 2013 | 12 | 7 | 18 | 7 | 0 | #DIV/0!
2013-12-07 | 2013-12-07 19:01 | 2013 | 12 | 7 | 19 | 7 | 0 | #DIV/0!
2013-12-07 | 2013-12-07 20:01 | 2013 | 12 | 7 | 20 | 7 | 0 | #DIV/0!
2013-12-07 | 2013-12-07 21:01 | 2013 | 12 | 7 | 21 | 7 | 0 | #DIV/0!
2013-12-07 | 2013-12-07 22:01 | 2013 | 12 | 7 | 22 | 7 | 0 | #DIV/0!
2013-12-07 | 2013-12-07 23:01 | 2013 | 12 | 7 | 23 | 7 | 0 | #DIV/0!
2013-12-08 | 2013-12-08 00:01 | 2013 | 12 | 8 | 24 | 1 | 0 | #DIV/0!
2013-12-08 | 2013-12-08 01:01 | 2013 | 12 | 8 | 1 | 1 | 0 | #DIV/0!
2013-12-08 | 2013-12-08 02:01 | 2013 | 12 | 8 | 2 | 1 | 0 | #DIV/0!
2013-12-08 | 2013-12-08 03:01 | 2013 | 12 | 8 | 3 | 1 | 0 | #DIV/0!
2013-12-08 | 2013-12-08 04:01 | 2013 | 12 | 8 | 4 | 1 | 0 | #DIV/0!
2013-12-08 | 2013-12-08 05:01 | 2013 | 12 | 8 | 5 | 1 | 0 | #DIV/0!
2013-12-08 | 2013-12-08 06:01 | 2013 | 12 | 8 | 6 | 1 | 0 | #DIV/0!
2013-12-08 | 2013-12-08 07:01 | 2013 | 12 | 8 | 7 | 1 | 0 | #DIV/0!
2013-12-08 | 2013-12-08 08:01 | 2013 | 12 | 8 | 8 | 1 | 0 | #DIV/0!
2013-12-08 | 2013-12-08 09:01 | 2013 | 12 | 8 | 9 | 1 | 0 | #DIV/0!
2013-12-08 | 2013-12-08 10:01 | 2013 | 12 | 8 | 10 | 1 | 0 | #DIV/0!
2013-12-08 | 2013-12-08 11:01 | 2013 | 12 | 8 | 11 | 1 | 0 | #DIV/0!
2013-12-08 | 2013-12-08 12:01 | 2013 | 12 | 8 | 12 | 1 | 0 | #DIV/0!
2013-12-08 | 2013-12-08 13:01 | 2013 | 12 | 8 | 13 | 1 | 0 | #DIV/0!
2013-12-08 | 2013-12-08 14:01 | 2013 | 12 | 8 | 14 | 1 | 0 | #DIV/0!
2013-12-08 | 2013-12-08 15:01 | 2013 | 12 | 8 | 15 | 1 | 0 | #DIV/0!
2013-12-08 | 2013-12-08 16:01 | 2013 | 12 | 8 | 16 | 1 | 0 | #DIV/0!
2013-12-08 | 2013-12-08 17:01 | 2013 | 12 | 8 | 17 | 1 | 0 | #DIV/0!
2013-12-08 | 2013-12-08 18:01 | 2013 | 12 | 8 | 18 | 1 | 0 | #DIV/0!
2013-12-08 | 2013-12-08 19:01 | 2013 | 12 | 8 | 19 | 1 | 0 | #DIV/0!
2013-12-08 | 2013-12-08 20:01 | 2013 | 12 | 8 | 20 | 1 | 0 | #DIV/0!
2013-12-08 | 2013-12-08 21:01 | 2013 | 12 | 8 | 21 | 1 | 0 | #DIV/0!
2013-12-08 | 2013-12-08 22:01 | 2013 | 12 | 8 | 22 | 1 | 0 | #DIV/0!
2013-12-08 | 2013-12-08 23:01 | 2013 | 12 | 8 | 23 | 1 | 0 | #DIV/0!
2013-12-09 | 2013-12-09 00:01 | 2013 | 12 | 9 | 24 | 2 | 0 | #DIV/0!
2013-12-09 | 2013-12-09 01:01 | 2013 | 12 | 9 | 1 | 2 | 0 | #DIV/0!
2013-12-09 | 2013-12-09 02:01 | 2013 | 12 | 9 | 2 | 2 | 0 | #DIV/0!
2013-12-09 | 2013-12-09 03:01 | 2013 | 12 | 9 | 3 | 2 | 0 | #DIV/0!
2013-12-09 | 2013-12-09 04:01 | 2013 | 12 | 9 | 4 | 2 | 0 | #DIV/0!
2013-12-09 | 2013-12-09 05:01 | 2013 | 12 | 9 | 5 | 2 | 0 | #DIV/0!
2013-12-09 | 2013-12-09 06:01 | 2013 | 12 | 9 | 6 | 2 | 0 | #DIV/0!
2013-12-09 | 2013-12-09 07:01 | 2013 | 12 | 9 | 7 | 2 | 0 | #DIV/0!
2013-12-09 | 2013-12-09 08:01 | 2013 | 12 | 9 | 8 | 2 | 0 | #DIV/0!
2013-12-09 | 2013-12-09 09:01 | 2013 | 12 | 9 | 9 | 2 | 0 | #DIV/0!
2013-12-09 | 2013-12-09 10:01 | 2013 | 12 | 9 | 10 | 2 | 0 | #DIV/0!
2013-12-09 | 2013-12-09 11:01 | 2013 | 12 | 9 | 11 | 2 | 0 | #DIV/0!
2013-12-09 | 2013-12-09 12:01 | 2013 | 12 | 9 | 12 | 2 | 0 | #DIV/0!
2013-12-09 | 2013-12-09 13:01 | 2013 | 12 | 9 | 13 | 2 | 0 | #DIV/0!
2013-12-09 | 2013-12-09 14:01 | 2013 | 12 | 9 | 14 | 2 | 0 | #DIV/0!
2013-12-09 | 2013-12-09 15:01 | 2013 | 12 | 9 | 15 | 2 | 0 | #DIV/0!
2013-12-09 | 2013-12-09 16:01 | 2013 | 12 | 9 | 16 | 2 | 0 | #DIV/0!
2013-12-09 | 2013-12-09 17:01 | 2013 | 12 | 9 | 17 | 2 | 0 | #DIV/0!
2013-12-09 | 2013-12-09 18:01 | 2013 | 12 | 9 | 18 | 2 | 0 | #DIV/0!
2013-12-09 | 2013-12-09 19:01 | 2013 | 12 | 9 | 19 | 2 | 0 | #DIV/0!
2013-12-09 | 2013-12-09 20:01 | 2013 | 12 | 9 | 20 | 2 | 0 | #DIV/0!
2013-12-09 | 2013-12-09 21:01 | 2013 | 12 | 9 | 21 | 2 | 0 | #DIV/0!
2013-12-09 | 2013-12-09 22:01 | 2013 | 12 | 9 | 22 | 2 | 0 | #DIV/0!
2013-12-09 | 2013-12-09 23:01 | 2013 | 12 | 9 | 23 | 2 | 0 | #DIV/0!
2013-12-10 | 2013-12-10 00:01 | 2013 | 12 | 10 | 24 | 3 | 0 | #DIV/0!
2013-12-10 | 2013-12-10 01:01 | 2013 | 12 | 10 | 1 | 3 | 0 | #DIV/0!
2013-12-10 | 2013-12-10 02:01 | 2013 | 12 | 10 | 2 | 3 | 0 | #DIV/0!
2013-12-10 | 2013-12-10 03:01 | 2013 | 12 | 10 | 3 | 3 | 0 | #DIV/0!
2013-12-10 | 2013-12-10 04:01 | 2013 | 12 | 10 | 4 | 3 | 0 | #DIV/0!
2013-12-10 | 2013-12-10 05:01 | 2013 | 12 | 10 | 5 | 3 | 0 | #DIV/0!
2013-12-10 | 2013-12-10 06:01 | 2013 | 12 | 10 | 6 | 3 | 0 | #DIV/0!
2013-12-10 | 2013-12-10 07:01 | 2013 | 12 | 10 | 7 | 3 | 0 | #DIV/0!
2013-12-10 | 2013-12-10 08:01 | 2013 | 12 | 10 | 8 | 3 | 0 | #DIV/0!
2013-12-10 | 2013-12-10 09:01 | 2013 | 12 | 10 | 9 | 3 | 0 | #DIV/0!
2013-12-10 | 2013-12-10 10:01 | 2013 | 12 | 10 | 10 | 3 | 0 | #DIV/0!
2013-12-10 | 2013-12-10 11:01 | 2013 | 12 | 10 | 11 | 3 | 0 | #DIV/0!
2013-12-10 | 2013-12-10 12:01 | 2013 | 12 | 10 | 12 | 3 | 0 | #DIV/0!
2013-12-10 | 2013-12-10 13:01 | 2013 | 12 | 10 | 13 | 3 | 0 | #DIV/0!
2013-12-10 | 2013-12-10 14:01 | 2013 | 12 | 10 | 14 | 3 | 0 | #DIV/0!
2013-12-10 | 2013-12-10 15:01 | 2013 | 12 | 10 | 15 | 3 | 0 | #DIV/0!
2013-12-10 | 2013-12-10 16:01 | 2013 | 12 | 10 | 16 | 3 | 0 | #DIV/0!
2013-12-10 | 2013-12-10 17:01 | 2013 | 12 | 10 | 17 | 3 | 0 | #DIV/0!
2013-12-10 | 2013-12-10 18:01 | 2013 | 12 | 10 | 18 | 3 | 0 | #DIV/0!
2013-12-10 | 2013-12-10 19:01 | 2013 | 12 | 10 | 19 | 3 | 0 | #DIV/0!
2013-12-10 | 2013-12-10 20:01 | 2013 | 12 | 10 | 20 | 3 | 0 | #DIV/0!
2013-12-10 | 2013-12-10 21:01 | 2013 | 12 | 10 | 21 | 3 | 0 | #DIV/0!
2013-12-10 | 2013-12-10 22:01 | 2013 | 12 | 10 | 22 | 3 | 0 | #DIV/0!
2013-12-10 | 2013-12-10 23:01 | 2013 | 12 | 10 | 23 | 3 | 0 | #DIV/0!
2013-12-11 | 2013-12-11 00:01 | 2013 | 12 | 11 | 24 | 4 | 0 | #DIV/0!
2013-12-11 | 2013-12-11 01:01 | 2013 | 12 | 11 | 1 | 4 | 0 | #DIV/0!
2013-12-11 | 2013-12-11 02:01 | 2013 | 12 | 11 | 2 | 4 | 0 | #DIV/0!
2013-12-11 | 2013-12-11 03:01 | 2013 | 12 | 11 | 3 | 4 | 0 | #DIV/0!
2013-12-11 | 2013-12-11 04:01 | 2013 | 12 | 11 | 4 | 4 | 0 | #DIV/0!
2013-12-11 | 2013-12-11 05:01 | 2013 | 12 | 11 | 5 | 4 | 0 | #DIV/0!
2013-12-11 | 2013-12-11 06:01 | 2013 | 12 | 11 | 6 | 4 | 0 | #DIV/0!
2013-12-11 | 2013-12-11 07:01 | 2013 | 12 | 11 | 7 | 4 | 0 | #DIV/0!
2013-12-11 | 2013-12-11 08:01 | 2013 | 12 | 11 | 8 | 4 | 0 | #DIV/0!
2013-12-11 | 2013-12-11 09:01 | 2013 | 12 | 11 | 9 | 4 | 0 | #DIV/0!
2013-12-11 | 2013-12-11 10:01 | 2013 | 12 | 11 | 10 | 4 | 0 | #DIV/0!
2013-12-11 | 2013-12-11 11:01 | 2013 | 12 | 11 | 11 | 4 | 0 | #DIV/0!
2013-12-11 | 2013-12-11 12:01 | 2013 | 12 | 11 | 12 | 4 | 0 | #DIV/0!
2013-12-11 | 2013-12-11 13:01 | 2013 | 12 | 11 | 13 | 4 | 0 | #DIV/0!
2013-12-11 | 2013-12-11 14:01 | 2013 | 12 | 11 | 14 | 4 | 0 | #DIV/0!
2013-12-11 | 2013-12-11 15:01 | 2013 | 12 | 11 | 15 | 4 | 0 | #DIV/0!
2013-12-11 | 2013-12-11 16:01 | 2013 | 12 | 11 | 16 | 4 | 0 | #DIV/0!
2013-12-11 | 2013-12-11 17:01 | 2013 | 12 | 11 | 17 | 4 | 0 | #DIV/0!
2013-12-11 | 2013-12-11 18:01 | 2013 | 12 | 11 | 18 | 4 | 0 | #DIV/0!
2013-12-11 | 2013-12-11 19:01 | 2013 | 12 | 11 | 19 | 4 | 0 | #DIV/0!
2013-12-11 | 2013-12-11 20:01 | 2013 | 12 | 11 | 20 | 4 | 0 | #DIV/0!
2013-12-11 | 2013-12-11 21:01 | 2013 | 12 | 11 | 21 | 4 | 0 | #DIV/0!
2013-12-11 | 2013-12-11 22:01 | 2013 | 12 | 11 | 22 | 4 | 0 | #DIV/0!
2013-12-11 | 2013-12-11 23:01 | 2013 | 12 | 11 | 23 | 4 | 0 | #DIV/0!
2013-12-12 | 2013-12-12 00:01 | 2013 | 12 | 12 | 24 | 5 | 0 | #DIV/0!
2013-12-12 | 2013-12-12 01:01 | 2013 | 12 | 12 | 1 | 5 | 0 | #DIV/0!
2013-12-12 | 2013-12-12 02:01 | 2013 | 12 | 12 | 2 | 5 | 0 | #DIV/0!
2013-12-12 | 2013-12-12 03:01 | 2013 | 12 | 12 | 3 | 5 | 0 | #DIV/0!
2013-12-12 | 2013-12-12 04:01 | 2013 | 12 | 12 | 4 | 5 | 0 | #DIV/0!
2013-12-12 | 2013-12-12 05:01 | 2013 | 12 | 12 | 5 | 5 | 0 | #DIV/0!
2013-12-12 | 2013-12-12 06:01 | 2013 | 12 | 12 | 6 | 5 | 0 | #DIV/0!
2013-12-12 | 2013-12-12 07:01 | 2013 | 12 | 12 | 7 | 5 | 0 | #DIV/0!
2013-12-12 | 2013-12-12 08:01 | 2013 | 12 | 12 | 8 | 5 | 0 | #DIV/0!
2013-12-12 | 2013-12-12 09:01 | 2013 | 12 | 12 | 9 | 5 | 0 | #DIV/0!
2013-12-12 | 2013-12-12 10:01 | 2013 | 12 | 12 | 10 | 5 | 0 | #DIV/0!
2013-12-12 | 2013-12-12 11:01 | 2013 | 12 | 12 | 11 | 5 | 0 | #DIV/0!
2013-12-12 | 2013-12-12 12:01 | 2013 | 12 | 12 | 12 | 5 | 0 | #DIV/0!
2013-12-12 | 2013-12-12 13:01 | 2013 | 12 | 12 | 13 | 5 | 0 | #DIV/0!
2013-12-12 | 2013-12-12 14:01 | 2013 | 12 | 12 | 14 | 5 | 0 | #DIV/0!
2013-12-12 | 2013-12-12 15:01 | 2013 | 12 | 12 | 15 | 5 | 0 | #DIV/0!
2013-12-12 | 2013-12-12 16:01 | 2013 | 12 | 12 | 16 | 5 | 0 | #DIV/0!
2013-12-12 | 2013-12-12 17:01 | 2013 | 12 | 12 | 17 | 5 | 0 | #DIV/0!
2013-12-12 | 2013-12-12 18:01 | 2013 | 12 | 12 | 18 | 5 | 0 | #DIV/0!
2013-12-12 | 2013-12-12 19:01 | 2013 | 12 | 12 | 19 | 5 | 0 | #DIV/0!
2013-12-12 | 2013-12-12 20:01 | 2013 | 12 | 12 | 20 | 5 | 0 | #DIV/0!
2013-12-12 | 2013-12-12 21:01 | 2013 | 12 | 12 | 21 | 5 | 0 | #DIV/0!
2013-12-12 | 2013-12-12 22:01 | 2013 | 12 | 12 | 22 | 5 | 0 | #DIV/0!
2013-12-12 | 2013-12-12 23:01 | 2013 | 12 | 12 | 23 | 5 | 0 | #DIV/0!
2013-12-13 | 2013-12-13 00:01 | 2013 | 12 | 13 | 24 | 6 | 0 | #DIV/0!
2013-12-13 | 2013-12-13 01:01 | 2013 | 12 | 13 | 1 | 6 | 0 | #DIV/0!
2013-12-13 | 2013-12-13 02:01 | 2013 | 12 | 13 | 2 | 6 | 0 | #DIV/0!
2013-12-13 | 2013-12-13 03:01 | 2013 | 12 | 13 | 3 | 6 | 0 | #DIV/0!
2013-12-13 | 2013-12-13 04:01 | 2013 | 12 | 13 | 4 | 6 | 0 | #DIV/0!
2013-12-13 | 2013-12-13 05:01 | 2013 | 12 | 13 | 5 | 6 | 0 | #DIV/0!
2013-12-13 | 2013-12-13 06:01 | 2013 | 12 | 13 | 6 | 6 | 0 | #DIV/0!
2013-12-13 | 2013-12-13 07:01 | 2013 | 12 | 13 | 7 | 6 | 0 | #DIV/0!
2013-12-13 | 2013-12-13 08:01 | 2013 | 12 | 13 | 8 | 6 | 0 | #DIV/0!
2013-12-13 | 2013-12-13 09:01 | 2013 | 12 | 13 | 9 | 6 | 0 | #DIV/0!
2013-12-13 | 2013-12-13 10:01 | 2013 | 12 | 13 | 10 | 6 | 0 | #DIV/0!
2013-12-13 | 2013-12-13 11:01 | 2013 | 12 | 13 | 11 | 6 | 0 | #DIV/0!
2013-12-13 | 2013-12-13 12:01 | 2013 | 12 | 13 | 12 | 6 | 0 | #DIV/0!
2013-12-13 | 2013-12-13 13:01 | 2013 | 12 | 13 | 13 | 6 | 0 | #DIV/0!
2013-12-13 | 2013-12-13 14:01 | 2013 | 12 | 13 | 14 | 6 | 0 | #DIV/0!
2013-12-13 | 2013-12-13 15:01 | 2013 | 12 | 13 | 15 | 6 | 0 | #DIV/0!
2013-12-13 | 2013-12-13 16:01 | 2013 | 12 | 13 | 16 | 6 | 0 | #DIV/0!
2013-12-13 | 2013-12-13 17:01 | 2013 | 12 | 13 | 17 | 6 | 0 | #DIV/0!
2013-12-13 | 2013-12-13 18:01 | 2013 | 12 | 13 | 18 | 6 | 0 | #DIV/0!
2013-12-13 | 2013-12-13 19:01 | 2013 | 12 | 13 | 19 | 6 | 0 | #DIV/0!
2013-12-13 | 2013-12-13 20:01 | 2013 | 12 | 13 | 20 | 6 | 0 | #DIV/0!
2013-12-13 | 2013-12-13 21:01 | 2013 | 12 | 13 | 21 | 6 | 0 | #DIV/0!
2013-12-13 | 2013-12-13 22:01 | 2013 | 12 | 13 | 22 | 6 | 0 | #DIV/0!
2013-12-13 | 2013-12-13 23:01 | 2013 | 12 | 13 | 23 | 6 | 0 | #DIV/0!
2013-12-14 | 2013-12-14 00:01 | 2013 | 12 | 14 | 24 | 7 | 0 | #DIV/0!
2013-12-14 | 2013-12-14 01:01 | 2013 | 12 | 14 | 1 | 7 | 0 | #DIV/0!
2013-12-14 | 2013-12-14 02:01 | 2013 | 12 | 14 | 2 | 7 | 0 | #DIV/0!
2013-12-14 | 2013-12-14 03:01 | 2013 | 12 | 14 | 3 | 7 | 0 | #DIV/0!
2013-12-14 | 2013-12-14 04:01 | 2013 | 12 | 14 | 4 | 7 | 0 | #DIV/0!
2013-12-14 | 2013-12-14 05:01 | 2013 | 12 | 14 | 5 | 7 | 0 | #DIV/0!
2013-12-14 | 2013-12-14 06:01 | 2013 | 12 | 14 | 6 | 7 | 0 | #DIV/0!
2013-12-14 | 2013-12-14 07:01 | 2013 | 12 | 14 | 7 | 7 | 0 | #DIV/0!
2013-12-14 | 2013-12-14 08:01 | 2013 | 12 | 14 | 8 | 7 | 0 | #DIV/0!
2013-12-14 | 2013-12-14 09:01 | 2013 | 12 | 14 | 9 | 7 | 0 | #DIV/0!
2013-12-14 | 2013-12-14 10:01 | 2013 | 12 | 14 | 10 | 7 | 0 | #DIV/0!
2013-12-14 | 2013-12-14 11:01 | 2013 | 12 | 14 | 11 | 7 | 0 | #DIV/0!
2013-12-14 | 2013-12-14 12:01 | 2013 | 12 | 14 | 12 | 7 | 0 | #DIV/0!
2013-12-14 | 2013-12-14 13:01 | 2013 | 12 | 14 | 13 | 7 | 0 | #DIV/0!
2013-12-14 | 2013-12-14 14:01 | 2013 | 12 | 14 | 14 | 7 | 0 | #DIV/0!
2013-12-14 | 2013-12-14 15:01 | 2013 | 12 | 14 | 15 | 7 | 0 | #DIV/0!
2013-12-14 | 2013-12-14 16:01 | 2013 | 12 | 14 | 16 | 7 | 0 | #DIV/0!
2013-12-14 | 2013-12-14 17:01 | 2013 | 12 | 14 | 17 | 7 | 0 | #DIV/0!
2013-12-14 | 2013-12-14 18:01 | 2013 | 12 | 14 | 18 | 7 | 0 | #DIV/0!
2013-12-14 | 2013-12-14 19:01 | 2013 | 12 | 14 | 19 | 7 | 0 | #DIV/0!
2013-12-14 | 2013-12-14 20:01 | 2013 | 12 | 14 | 20 | 7 | 0 | #DIV/0!
2013-12-14 | 2013-12-14 21:01 | 2013 | 12 | 14 | 21 | 7 | 0 | #DIV/0!
2013-12-14 | 2013-12-14 22:01 | 2013 | 12 | 14 | 22 | 7 | 0 | #DIV/0!
2013-12-14 | 2013-12-14 23:01 | 2013 | 12 | 14 | 23 | 7 | 0 | #DIV/0!
2013-12-15 | 2013-12-15 00:01 | 2013 | 12 | 15 | 24 | 1 | 0 | #DIV/0!
2013-12-15 | 2013-12-15 01:01 | 2013 | 12 | 15 | 1 | 1 | 0 | #DIV/0!
2013-12-15 | 2013-12-15 02:01 | 2013 | 12 | 15 | 2 | 1 | 0 | #DIV/0!
2013-12-15 | 2013-12-15 03:01 | 2013 | 12 | 15 | 3 | 1 | 0 | #DIV/0!
2013-12-15 | 2013-12-15 04:01 | 2013 | 12 | 15 | 4 | 1 | 0 | #DIV/0!
2013-12-15 | 2013-12-15 05:01 | 2013 | 12 | 15 | 5 | 1 | 0 | #DIV/0!
2013-12-15 | 2013-12-15 06:01 | 2013 | 12 | 15 | 6 | 1 | 0 | #DIV/0!
2013-12-15 | 2013-12-15 07:01 | 2013 | 12 | 15 | 7 | 1 | 0 | #DIV/0!
2013-12-15 | 2013-12-15 08:01 | 2013 | 12 | 15 | 8 | 1 | 0 | #DIV/0!
2013-12-15 | 2013-12-15 09:01 | 2013 | 12 | 15 | 9 | 1 | 0 | #DIV/0!
2013-12-15 | 2013-12-15 10:01 | 2013 | 12 | 15 | 10 | 1 | 0 | #DIV/0!
2013-12-15 | 2013-12-15 11:01 | 2013 | 12 | 15 | 11 | 1 | 0 | #DIV/0!
2013-12-15 | 2013-12-15 12:01 | 2013 | 12 | 15 | 12 | 1 | 0 | #DIV/0!
2013-12-15 | 2013-12-15 13:01 | 2013 | 12 | 15 | 13 | 1 | 0 | #DIV/0!
2013-12-15 | 2013-12-15 14:01 | 2013 | 12 | 15 | 14 | 1 | 0 | #DIV/0!
2013-12-15 | 2013-12-15 15:01 | 2013 | 12 | 15 | 15 | 1 | 0 | #DIV/0!
2013-12-15 | 2013-12-15 16:01 | 2013 | 12 | 15 | 16 | 1 | 0 | #DIV/0!
2013-12-15 | 2013-12-15 17:01 | 2013 | 12 | 15 | 17 | 1 | 0 | #DIV/0!
2013-12-15 | 2013-12-15 18:01 | 2013 | 12 | 15 | 18 | 1 | 0 | #DIV/0!
2013-12-15 | 2013-12-15 19:01 | 2013 | 12 | 15 | 19 | 1 | 0 | #DIV/0!
2013-12-15 | 2013-12-15 20:01 | 2013 | 12 | 15 | 20 | 1 | 0 | #DIV/0!
2013-12-15 | 2013-12-15 21:01 | 2013 | 12 | 15 | 21 | 1 | 0 | #DIV/0!
2013-12-15 | 2013-12-15 22:01 | 2013 | 12 | 15 | 22 | 1 | 0 | #DIV/0!
2013-12-15 | 2013-12-15 23:01 | 2013 | 12 | 15 | 23 | 1 | 0 | #DIV/0!
2013-12-16 | 2013-12-16 00:01 | 2013 | 12 | 16 | 24 | 2 | 0 | #DIV/0!
2013-12-16 | 2013-12-16 01:01 | 2013 | 12 | 16 | 1 | 2 | 0 | #DIV/0!
2013-12-16 | 2013-12-16 02:01 | 2013 | 12 | 16 | 2 | 2 | 0 | #DIV/0!
2013-12-16 | 2013-12-16 03:01 | 2013 | 12 | 16 | 3 | 2 | 0 | #DIV/0!
2013-12-16 | 2013-12-16 04:01 | 2013 | 12 | 16 | 4 | 2 | 0 | #DIV/0!
2013-12-16 | 2013-12-16 05:01 | 2013 | 12 | 16 | 5 | 2 | 0 | #DIV/0!
2013-12-16 | 2013-12-16 06:01 | 2013 | 12 | 16 | 6 | 2 | 0 | #DIV/0!
2013-12-16 | 2013-12-16 07:01 | 2013 | 12 | 16 | 7 | 2 | 0 | #DIV/0!
2013-12-16 | 2013-12-16 08:01 | 2013 | 12 | 16 | 8 | 2 | 0 | #DIV/0!
2013-12-16 | 2013-12-16 09:01 | 2013 | 12 | 16 | 9 | 2 | 0 | #DIV/0!
2013-12-16 | 2013-12-16 10:01 | 2013 | 12 | 16 | 10 | 2 | 0 | #DIV/0!
2013-12-16 | 2013-12-16 11:01 | 2013 | 12 | 16 | 11 | 2 | 0 | #DIV/0!
2013-12-16 | 2013-12-16 12:01 | 2013 | 12 | 16 | 12 | 2 | 0 | #DIV/0!
2013-12-16 | 2013-12-16 13:01 | 2013 | 12 | 16 | 13 | 2 | 0 | #DIV/0!
2013-12-16 | 2013-12-16 14:01 | 2013 | 12 | 16 | 14 | 2 | 0 | #DIV/0!
2013-12-16 | 2013-12-16 15:01 | 2013 | 12 | 16 | 15 | 2 | 0 | #DIV/0!
2013-12-16 | 2013-12-16 16:01 | 2013 | 12 | 16 | 16 | 2 | 0 | #DIV/0!
2013-12-16 | 2013-12-16 17:01 | 2013 | 12 | 16 | 17 | 2 | 0 | #DIV/0!
2013-12-16 | 2013-12-16 18:01 | 2013 | 12 | 16 | 18 | 2 | 0 | #DIV/0!
2013-12-16 | 2013-12-16 19:01 | 2013 | 12 | 16 | 19 | 2 | 0 | #DIV/0!
2013-12-16 | 2013-12-16 20:01 | 2013 | 12 | 16 | 20 | 2 | 0 | #DIV/0!
2013-12-16 | 2013-12-16 21:01 | 2013 | 12 | 16 | 21 | 2 | 0 | #DIV/0!
2013-12-16 | 2013-12-16 22:01 | 2013 | 12 | 16 | 22 | 2 | 0 | #DIV/0!
2013-12-16 | 2013-12-16 23:01 | 2013 | 12 | 16 | 23 | 2 | 0 | #DIV/0!
2013-12-17 | 2013-12-17 00:01 | 2013 | 12 | 17 | 24 | 3 | 0 | #DIV/0!
2013-12-17 | 2013-12-17 01:01 | 2013 | 12 | 17 | 1 | 3 | 0 | #DIV/0!
2013-12-17 | 2013-12-17 02:01 | 2013 | 12 | 17 | 2 | 3 | 0 | #DIV/0!
2013-12-17 | 2013-12-17 03:01 | 2013 | 12 | 17 | 3 | 3 | 0 | #DIV/0!
2013-12-17 | 2013-12-17 04:01 | 2013 | 12 | 17 | 4 | 3 | 0 | #DIV/0!
2013-12-17 | 2013-12-17 05:01 | 2013 | 12 | 17 | 5 | 3 | 0 | #DIV/0!
2013-12-17 | 2013-12-17 06:01 | 2013 | 12 | 17 | 6 | 3 | 0 | #DIV/0!
2013-12-17 | 2013-12-17 07:01 | 2013 | 12 | 17 | 7 | 3 | 0 | #DIV/0!
2013-12-17 | 2013-12-17 08:01 | 2013 | 12 | 17 | 8 | 3 | 0 | #DIV/0!
2013-12-17 | 2013-12-17 09:01 | 2013 | 12 | 17 | 9 | 3 | 0 | #DIV/0!
2013-12-17 | 2013-12-17 10:01 | 2013 | 12 | 17 | 10 | 3 | 0 | #DIV/0!
2013-12-17 | 2013-12-17 11:01 | 2013 | 12 | 17 | 11 | 3 | 0 | #DIV/0!
2013-12-17 | 2013-12-17 12:01 | 2013 | 12 | 17 | 12 | 3 | 0 | #DIV/0!
2013-12-17 | 2013-12-17 13:01 | 2013 | 12 | 17 | 13 | 3 | 0 | #DIV/0!
2013-12-17 | 2013-12-17 14:01 | 2013 | 12 | 17 | 14 | 3 | 0 | #DIV/0!
2013-12-17 | 2013-12-17 15:01 | 2013 | 12 | 17 | 15 | 3 | 0 | #DIV/0!
2013-12-17 | 2013-12-17 16:01 | 2013 | 12 | 17 | 16 | 3 | 0 | #DIV/0!
2013-12-17 | 2013-12-17 17:01 | 2013 | 12 | 17 | 17 | 3 | 0 | #DIV/0!
2013-12-17 | 2013-12-17 18:01 | 2013 | 12 | 17 | 18 | 3 | 0 | #DIV/0!
2013-12-17 | 2013-12-17 19:01 | 2013 | 12 | 17 | 19 | 3 | 0 | #DIV/0!
2013-12-17 | 2013-12-17 20:01 | 2013 | 12 | 17 | 20 | 3 | 0 | #DIV/0!
2013-12-17 | 2013-12-17 21:01 | 2013 | 12 | 17 | 21 | 3 | 0 | #DIV/0!
2013-12-17 | 2013-12-17 22:01 | 2013 | 12 | 17 | 22 | 3 | 0 | #DIV/0!
2013-12-17 | 2013-12-17 23:01 | 2013 | 12 | 17 | 23 | 3 | 0 | #DIV/0!
2013-12-18 | 2013-12-18 00:01 | 2013 | 12 | 18 | 24 | 4 | 0 | #DIV/0!
2013-12-18 | 2013-12-18 01:01 | 2013 | 12 | 18 | 1 | 4 | 0 | #DIV/0!
2013-12-18 | 2013-12-18 02:01 | 2013 | 12 | 18 | 2 | 4 | 0 | #DIV/0!
2013-12-18 | 2013-12-18 03:01 | 2013 | 12 | 18 | 3 | 4 | 0 | #DIV/0!
2013-12-18 | 2013-12-18 04:01 | 2013 | 12 | 18 | 4 | 4 | 0 | #DIV/0!
2013-12-18 | 2013-12-18 05:01 | 2013 | 12 | 18 | 5 | 4 | 0 | #DIV/0!
2013-12-18 | 2013-12-18 06:01 | 2013 | 12 | 18 | 6 | 4 | 0 | #DIV/0!
2013-12-18 | 2013-12-18 07:01 | 2013 | 12 | 18 | 7 | 4 | 0 | #DIV/0!
2013-12-18 | 2013-12-18 08:01 | 2013 | 12 | 18 | 8 | 4 | 0 | #DIV/0!
2013-12-18 | 2013-12-18 09:01 | 2013 | 12 | 18 | 9 | 4 | 0 | #DIV/0!
2013-12-18 | 2013-12-18 10:01 | 2013 | 12 | 18 | 10 | 4 | 0 | #DIV/0!
2013-12-18 | 2013-12-18 11:01 | 2013 | 12 | 18 | 11 | 4 | 0 | #DIV/0!
2013-12-18 | 2013-12-18 12:01 | 2013 | 12 | 18 | 12 | 4 | 0 | #DIV/0!
2013-12-18 | 2013-12-18 13:01 | 2013 | 12 | 18 | 13 | 4 | 0 | #DIV/0!
2013-12-18 | 2013-12-18 14:01 | 2013 | 12 | 18 | 14 | 4 | 0 | #DIV/0!
2013-12-18 | 2013-12-18 15:01 | 2013 | 12 | 18 | 15 | 4 | 0 | #DIV/0!
2013-12-18 | 2013-12-18 16:01 | 2013 | 12 | 18 | 16 | 4 | 0 | #DIV/0!
2013-12-18 | 2013-12-18 17:01 | 2013 | 12 | 18 | 17 | 4 | 0 | #DIV/0!
2013-12-18 | 2013-12-18 18:01 | 2013 | 12 | 18 | 18 | 4 | 0 | #DIV/0!
2013-12-18 | 2013-12-18 19:01 | 2013 | 12 | 18 | 19 | 4 | 0 | #DIV/0!
2013-12-18 | 2013-12-18 20:01 | 2013 | 12 | 18 | 20 | 4 | 0 | #DIV/0!
2013-12-18 | 2013-12-18 21:01 | 2013 | 12 | 18 | 21 | 4 | 0 | #DIV/0!
2013-12-18 | 2013-12-18 22:01 | 2013 | 12 | 18 | 22 | 4 | 0 | #DIV/0!
2013-12-18 | 2013-12-18 23:01 | 2013 | 12 | 18 | 23 | 4 | 0 | #DIV/0!
2013-12-19 | 2013-12-19 00:01 | 2013 | 12 | 19 | 24 | 5 | 0 | #DIV/0!
2013-12-19 | 2013-12-19 01:01 | 2013 | 12 | 19 | 1 | 5 | 0 | #DIV/0!
2013-12-19 | 2013-12-19 02:01 | 2013 | 12 | 19 | 2 | 5 | 0 | #DIV/0!
2013-12-19 | 2013-12-19 03:01 | 2013 | 12 | 19 | 3 | 5 | 0 | #DIV/0!
2013-12-19 | 2013-12-19 04:01 | 2013 | 12 | 19 | 4 | 5 | 0 | #DIV/0!
2013-12-19 | 2013-12-19 05:01 | 2013 | 12 | 19 | 5 | 5 | 0 | #DIV/0!
2013-12-19 | 2013-12-19 06:01 | 2013 | 12 | 19 | 6 | 5 | 0 | #DIV/0!
2013-12-19 | 2013-12-19 07:01 | 2013 | 12 | 19 | 7 | 5 | 0 | #DIV/0!
2013-12-19 | 2013-12-19 08:01 | 2013 | 12 | 19 | 8 | 5 | 0 | #DIV/0!
2013-12-19 | 2013-12-19 09:01 | 2013 | 12 | 19 | 9 | 5 | 0 | #DIV/0!
2013-12-19 | 2013-12-19 10:01 | 2013 | 12 | 19 | 10 | 5 | 0 | #DIV/0!
2013-12-19 | 2013-12-19 11:01 | 2013 | 12 | 19 | 11 | 5 | 0 | #DIV/0!
2013-12-19 | 2013-12-19 12:01 | 2013 | 12 | 19 | 12 | 5 | 0 | #DIV/0!
2013-12-19 | 2013-12-19 13:01 | 2013 | 12 | 19 | 13 | 5 | 0 | #DIV/0!
2013-12-19 | 2013-12-19 14:01 | 2013 | 12 | 19 | 14 | 5 | 0 | #DIV/0!
2013-12-19 | 2013-12-19 15:01 | 2013 | 12 | 19 | 15 | 5 | 0 | #DIV/0!
2013-12-19 | 2013-12-19 16:01 | 2013 | 12 | 19 | 16 | 5 | 0 | #DIV/0!
2013-12-19 | 2013-12-19 17:01 | 2013 | 12 | 19 | 17 | 5 | 0 | #DIV/0!
2013-12-19 | 2013-12-19 18:01 | 2013 | 12 | 19 | 18 | 5 | 0 | #DIV/0!
2013-12-19 | 2013-12-19 19:01 | 2013 | 12 | 19 | 19 | 5 | 0 | #DIV/0!
2013-12-19 | 2013-12-19 20:01 | 2013 | 12 | 19 | 20 | 5 | 0 | #DIV/0!
2013-12-19 | 2013-12-19 21:01 | 2013 | 12 | 19 | 21 | 5 | 0 | #DIV/0!
2013-12-19 | 2013-12-19 22:01 | 2013 | 12 | 19 | 22 | 5 | 0 | #DIV/0!
2013-12-19 | 2013-12-19 23:01 | 2013 | 12 | 19 | 23 | 5 | 0 | #DIV/0!
2013-12-20 | 2013-12-20 00:01 | 2013 | 12 | 20 | 24 | 6 | 0 | #DIV/0!
2013-12-20 | 2013-12-20 01:01 | 2013 | 12 | 20 | 1 | 6 | 0 | #DIV/0!
2013-12-20 | 2013-12-20 02:01 | 2013 | 12 | 20 | 2 | 6 | 0 | #DIV/0!
2013-12-20 | 2013-12-20 03:01 | 2013 | 12 | 20 | 3 | 6 | 0 | #DIV/0!
2013-12-20 | 2013-12-20 04:01 | 2013 | 12 | 20 | 4 | 6 | 0 | #DIV/0!
2013-12-20 | 2013-12-20 05:01 | 2013 | 12 | 20 | 5 | 6 | 0 | #DIV/0!
2013-12-20 | 2013-12-20 06:01 | 2013 | 12 | 20 | 6 | 6 | 0 | #DIV/0!
2013-12-20 | 2013-12-20 07:01 | 2013 | 12 | 20 | 7 | 6 | 0 | #DIV/0!
2013-12-20 | 2013-12-20 08:01 | 2013 | 12 | 20 | 8 | 6 | 0 | #DIV/0!
2013-12-20 | 2013-12-20 09:01 | 2013 | 12 | 20 | 9 | 6 | 0 | #DIV/0!
2013-12-20 | 2013-12-20 10:01 | 2013 | 12 | 20 | 10 | 6 | 0 | #DIV/0!
2013-12-20 | 2013-12-20 11:01 | 2013 | 12 | 20 | 11 | 6 | 0 | #DIV/0!
2013-12-20 | 2013-12-20 12:01 | 2013 | 12 | 20 | 12 | 6 | 0 | #DIV/0!
2013-12-20 | 2013-12-20 13:01 | 2013 | 12 | 20 | 13 | 6 | 0 | #DIV/0!
2013-12-20 | 2013-12-20 14:01 | 2013 | 12 | 20 | 14 | 6 | 0 | #DIV/0!
2013-12-20 | 2013-12-20 15:01 | 2013 | 12 | 20 | 15 | 6 | 0 | #DIV/0!
2013-12-20 | 2013-12-20 16:01 | 2013 | 12 | 20 | 16 | 6 | 0 | #DIV/0!
2013-12-20 | 2013-12-20 17:01 | 2013 | 12 | 20 | 17 | 6 | 0 | #DIV/0!
2013-12-20 | 2013-12-20 18:01 | 2013 | 12 | 20 | 18 | 6 | 0 | #DIV/0!
2013-12-20 | 2013-12-20 19:01 | 2013 | 12 | 20 | 19 | 6 | 0 | #DIV/0!
2013-12-20 | 2013-12-20 20:01 | 2013 | 12 | 20 | 20 | 6 | 0 | #DIV/0!
2013-12-20 | 2013-12-20 21:01 | 2013 | 12 | 20 | 21 | 6 | 0 | #DIV/0!
2013-12-20 | 2013-12-20 22:01 | 2013 | 12 | 20 | 22 | 6 | 0 | #DIV/0!
2013-12-20 | 2013-12-20 23:01 | 2013 | 12 | 20 | 23 | 6 | 0 | #DIV/0!
2013-12-21 | 2013-12-21 00:01 | 2013 | 12 | 21 | 24 | 7 | 0 | #DIV/0!
2013-12-21 | 2013-12-21 01:01 | 2013 | 12 | 21 | 1 | 7 | 0 | #DIV/0!
2013-12-21 | 2013-12-21 02:01 | 2013 | 12 | 21 | 2 | 7 | 0 | #DIV/0!
2013-12-21 | 2013-12-21 03:01 | 2013 | 12 | 21 | 3 | 7 | 0 | #DIV/0!
2013-12-21 | 2013-12-21 04:01 | 2013 | 12 | 21 | 4 | 7 | 0 | #DIV/0!
2013-12-21 | 2013-12-21 05:01 | 2013 | 12 | 21 | 5 | 7 | 0 | #DIV/0!
2013-12-21 | 2013-12-21 06:01 | 2013 | 12 | 21 | 6 | 7 | 0 | #DIV/0!
2013-12-21 | 2013-12-21 07:01 | 2013 | 12 | 21 | 7 | 7 | 0 | #DIV/0!
2013-12-21 | 2013-12-21 08:01 | 2013 | 12 | 21 | 8 | 7 | 0 | #DIV/0!
2013-12-21 | 2013-12-21 09:01 | 2013 | 12 | 21 | 9 | 7 | 0 | #DIV/0!
2013-12-21 | 2013-12-21 10:01 | 2013 | 12 | 21 | 10 | 7 | 0 | #DIV/0!
2013-12-21 | 2013-12-21 11:01 | 2013 | 12 | 21 | 11 | 7 | 0 | #DIV/0!
2013-12-21 | 2013-12-21 12:01 | 2013 | 12 | 21 | 12 | 7 | 0 | #DIV/0!
2013-12-21 | 2013-12-21 13:01 | 2013 | 12 | 21 | 13 | 7 | 0 | #DIV/0!
2013-12-21 | 2013-12-21 14:01 | 2013 | 12 | 21 | 14 | 7 | 0 | #DIV/0!
2013-12-21 | 2013-12-21 15:01 | 2013 | 12 | 21 | 15 | 7 | 0 | #DIV/0!
2013-12-21 | 2013-12-21 16:01 | 2013 | 12 | 21 | 16 | 7 | 0 | #DIV/0!
2013-12-21 | 2013-12-21 17:01 | 2013 | 12 | 21 | 17 | 7 | 0 | #DIV/0!
2013-12-21 | 2013-12-21 18:01 | 2013 | 12 | 21 | 18 | 7 | 0 | #DIV/0!
2013-12-21 | 2013-12-21 19:01 | 2013 | 12 | 21 | 19 | 7 | 0 | #DIV/0!
2013-12-21 | 2013-12-21 20:01 | 2013 | 12 | 21 | 20 | 7 | 0 | #DIV/0!
2013-12-21 | 2013-12-21 21:01 | 2013 | 12 | 21 | 21 | 7 | 0 | #DIV/0!
2013-12-21 | 2013-12-21 22:01 | 2013 | 12 | 21 | 22 | 7 | 0 | #DIV/0!
2013-12-21 | 2013-12-21 23:01 | 2013 | 12 | 21 | 23 | 7 | 0 | #DIV/0!
2013-12-22 | 2013-12-22 00:01 | 2013 | 12 | 22 | 24 | 1 | 0 | #DIV/0!
2013-12-22 | 2013-12-22 01:01 | 2013 | 12 | 22 | 1 | 1 | 0 | #DIV/0!
2013-12-22 | 2013-12-22 02:01 | 2013 | 12 | 22 | 2 | 1 | 0 | #DIV/0!
2013-12-22 | 2013-12-22 03:01 | 2013 | 12 | 22 | 3 | 1 | 0 | #DIV/0!
2013-12-22 | 2013-12-22 04:01 | 2013 | 12 | 22 | 4 | 1 | 0 | #DIV/0!
2013-12-22 | 2013-12-22 05:01 | 2013 | 12 | 22 | 5 | 1 | 0 | #DIV/0!
2013-12-22 | 2013-12-22 06:01 | 2013 | 12 | 22 | 6 | 1 | 0 | #DIV/0!
2013-12-22 | 2013-12-22 07:01 | 2013 | 12 | 22 | 7 | 1 | 0 | #DIV/0!
2013-12-22 | 2013-12-22 08:01 | 2013 | 12 | 22 | 8 | 1 | 0 | #DIV/0!
2013-12-22 | 2013-12-22 09:01 | 2013 | 12 | 22 | 9 | 1 | 0 | #DIV/0!
2013-12-22 | 2013-12-22 10:01 | 2013 | 12 | 22 | 10 | 1 | 0 | #DIV/0!
2013-12-22 | 2013-12-22 11:01 | 2013 | 12 | 22 | 11 | 1 | 0 | #DIV/0!
2013-12-22 | 2013-12-22 12:01 | 2013 | 12 | 22 | 12 | 1 | 0 | #DIV/0!
2013-12-22 | 2013-12-22 13:01 | 2013 | 12 | 22 | 13 | 1 | 0 | #DIV/0!
2013-12-22 | 2013-12-22 14:01 | 2013 | 12 | 22 | 14 | 1 | 0 | #DIV/0!
2013-12-22 | 2013-12-22 15:01 | 2013 | 12 | 22 | 15 | 1 | 0 | #DIV/0!
2013-12-22 | 2013-12-22 16:01 | 2013 | 12 | 22 | 16 | 1 | 0 | #DIV/0!
2013-12-22 | 2013-12-22 17:01 | 2013 | 12 | 22 | 17 | 1 | 0 | #DIV/0!
2013-12-22 | 2013-12-22 18:01 | 2013 | 12 | 22 | 18 | 1 | 0 | #DIV/0!
2013-12-22 | 2013-12-22 19:01 | 2013 | 12 | 22 | 19 | 1 | 0 | #DIV/0!
2013-12-22 | 2013-12-22 20:01 | 2013 | 12 | 22 | 20 | 1 | 0 | #DIV/0!
2013-12-22 | 2013-12-22 21:01 | 2013 | 12 | 22 | 21 | 1 | 0 | #DIV/0!
2013-12-22 | 2013-12-22 22:01 | 2013 | 12 | 22 | 22 | 1 | 0 | #DIV/0!
2013-12-22 | 2013-12-22 23:01 | 2013 | 12 | 22 | 23 | 1 | 0 | #DIV/0!
2013-12-23 | 2013-12-23 00:01 | 2013 | 12 | 23 | 24 | 2 | 0 | #DIV/0!
2013-12-23 | 2013-12-23 01:01 | 2013 | 12 | 23 | 1 | 2 | 0 | #DIV/0!
2013-12-23 | 2013-12-23 02:01 | 2013 | 12 | 23 | 2 | 2 | 0 | #DIV/0!
2013-12-23 | 2013-12-23 03:01 | 2013 | 12 | 23 | 3 | 2 | 0 | #DIV/0!
2013-12-23 | 2013-12-23 04:01 | 2013 | 12 | 23 | 4 | 2 | 0 | #DIV/0!
2013-12-23 | 2013-12-23 05:01 | 2013 | 12 | 23 | 5 | 2 | 0 | #DIV/0!
2013-12-23 | 2013-12-23 06:01 | 2013 | 12 | 23 | 6 | 2 | 0 | #DIV/0!
2013-12-23 | 2013-12-23 07:01 | 2013 | 12 | 23 | 7 | 2 | 0 | #DIV/0!
2013-12-23 | 2013-12-23 08:01 | 2013 | 12 | 23 | 8 | 2 | 0 | #DIV/0!
2013-12-23 | 2013-12-23 09:01 | 2013 | 12 | 23 | 9 | 2 | 0 | #DIV/0!
2013-12-23 | 2013-12-23 10:01 | 2013 | 12 | 23 | 10 | 2 | 0 | #DIV/0!
2013-12-23 | 2013-12-23 11:01 | 2013 | 12 | 23 | 11 | 2 | 0 | #DIV/0!
2013-12-23 | 2013-12-23 12:01 | 2013 | 12 | 23 | 12 | 2 | 0 | #DIV/0!
2013-12-23 | 2013-12-23 13:01 | 2013 | 12 | 23 | 13 | 2 | 0 | #DIV/0!
2013-12-23 | 2013-12-23 14:01 | 2013 | 12 | 23 | 14 | 2 | 0 | #DIV/0!
2013-12-23 | 2013-12-23 15:01 | 2013 | 12 | 23 | 15 | 2 | 0 | #DIV/0!
2013-12-23 | 2013-12-23 16:01 | 2013 | 12 | 23 | 16 | 2 | 0 | #DIV/0!
2013-12-23 | 2013-12-23 17:01 | 2013 | 12 | 23 | 17 | 2 | 0 | #DIV/0!
2013-12-23 | 2013-12-23 18:01 | 2013 | 12 | 23 | 18 | 2 | 0 | #DIV/0!
2013-12-23 | 2013-12-23 19:01 | 2013 | 12 | 23 | 19 | 2 | 0 | #DIV/0!
2013-12-23 | 2013-12-23 20:01 | 2013 | 12 | 23 | 20 | 2 | 0 | #DIV/0!
2013-12-23 | 2013-12-23 21:01 | 2013 | 12 | 23 | 21 | 2 | 0 | #DIV/0!
2013-12-23 | 2013-12-23 22:01 | 2013 | 12 | 23 | 22 | 2 | 0 | #DIV/0!
2013-12-23 | 2013-12-23 23:01 | 2013 | 12 | 23 | 23 | 2 | 0 | #DIV/0!
2013-12-24 | 2013-12-24 00:01 | 2013 | 12 | 24 | 24 | 3 | 0 | #DIV/0!
2013-12-24 | 2013-12-24 01:01 | 2013 | 12 | 24 | 1 | 3 | 0 | #DIV/0!
2013-12-24 | 2013-12-24 02:01 | 2013 | 12 | 24 | 2 | 3 | 0 | #DIV/0!
2013-12-24 | 2013-12-24 03:01 | 2013 | 12 | 24 | 3 | 3 | 0 | #DIV/0!
2013-12-24 | 2013-12-24 04:01 | 2013 | 12 | 24 | 4 | 3 | 0 | #DIV/0!
2013-12-24 | 2013-12-24 05:01 | 2013 | 12 | 24 | 5 | 3 | 0 | #DIV/0!
2013-12-24 | 2013-12-24 06:01 | 2013 | 12 | 24 | 6 | 3 | 0 | #DIV/0!
2013-12-24 | 2013-12-24 07:01 | 2013 | 12 | 24 | 7 | 3 | 0 | #DIV/0!
2013-12-24 | 2013-12-24 08:01 | 2013 | 12 | 24 | 8 | 3 | 0 | #DIV/0!
2013-12-24 | 2013-12-24 09:01 | 2013 | 12 | 24 | 9 | 3 | 0 | #DIV/0!
2013-12-24 | 2013-12-24 10:01 | 2013 | 12 | 24 | 10 | 3 | 0 | #DIV/0!
2013-12-24 | 2013-12-24 11:01 | 2013 | 12 | 24 | 11 | 3 | 0 | #DIV/0!
2013-12-24 | 2013-12-24 12:01 | 2013 | 12 | 24 | 12 | 3 | 0 | #DIV/0!
2013-12-24 | 2013-12-24 13:01 | 2013 | 12 | 24 | 13 | 3 | 0 | #DIV/0!
2013-12-24 | 2013-12-24 14:01 | 2013 | 12 | 24 | 14 | 3 | 0 | #DIV/0!
2013-12-24 | 2013-12-24 15:01 | 2013 | 12 | 24 | 15 | 3 | 0 | #DIV/0!
2013-12-24 | 2013-12-24 16:01 | 2013 | 12 | 24 | 16 | 3 | 0 | #DIV/0!
2013-12-24 | 2013-12-24 17:01 | 2013 | 12 | 24 | 17 | 3 | 0 | #DIV/0!
2013-12-24 | 2013-12-24 18:01 | 2013 | 12 | 24 | 18 | 3 | 0 | #DIV/0!
2013-12-24 | 2013-12-24 19:01 | 2013 | 12 | 24 | 19 | 3 | 0 | #DIV/0!
2013-12-24 | 2013-12-24 20:01 | 2013 | 12 | 24 | 20 | 3 | 0 | #DIV/0!
2013-12-24 | 2013-12-24 21:01 | 2013 | 12 | 24 | 21 | 3 | 0 | #DIV/0!
2013-12-24 | 2013-12-24 22:01 | 2013 | 12 | 24 | 22 | 3 | 0 | #DIV/0!
2013-12-24 | 2013-12-24 23:01 | 2013 | 12 | 24 | 23 | 3 | 0 | #DIV/0!
2013-12-25 | 2013-12-25 00:01 | 2013 | 12 | 25 | 24 | 4 | 0 | #DIV/0!
2013-12-25 | 2013-12-25 01:01 | 2013 | 12 | 25 | 1 | 4 | 0 | #DIV/0!
2013-12-25 | 2013-12-25 02:01 | 2013 | 12 | 25 | 2 | 4 | 0 | #DIV/0!
2013-12-25 | 2013-12-25 03:01 | 2013 | 12 | 25 | 3 | 4 | 0 | #DIV/0!
2013-12-25 | 2013-12-25 04:01 | 2013 | 12 | 25 | 4 | 4 | 0 | #DIV/0!
2013-12-25 | 2013-12-25 05:01 | 2013 | 12 | 25 | 5 | 4 | 0 | #DIV/0!
2013-12-25 | 2013-12-25 06:01 | 2013 | 12 | 25 | 6 | 4 | 0 | #DIV/0!
2013-12-25 | 2013-12-25 07:01 | 2013 | 12 | 25 | 7 | 4 | 0 | #DIV/0!
2013-12-25 | 2013-12-25 08:01 | 2013 | 12 | 25 | 8 | 4 | 0 | #DIV/0!
2013-12-25 | 2013-12-25 09:01 | 2013 | 12 | 25 | 9 | 4 | 0 | #DIV/0!
2013-12-25 | 2013-12-25 10:01 | 2013 | 12 | 25 | 10 | 4 | 0 | #DIV/0!
2013-12-25 | 2013-12-25 11:01 | 2013 | 12 | 25 | 11 | 4 | 0 | #DIV/0!
2013-12-25 | 2013-12-25 12:01 | 2013 | 12 | 25 | 12 | 4 | 0 | #DIV/0!
2013-12-25 | 2013-12-25 13:01 | 2013 | 12 | 25 | 13 | 4 | 0 | #DIV/0!
2013-12-25 | 2013-12-25 14:01 | 2013 | 12 | 25 | 14 | 4 | 0 | #DIV/0!
2013-12-25 | 2013-12-25 15:01 | 2013 | 12 | 25 | 15 | 4 | 0 | #DIV/0!
2013-12-25 | 2013-12-25 16:01 | 2013 | 12 | 25 | 16 | 4 | 0 | #DIV/0!
2013-12-25 | 2013-12-25 17:01 | 2013 | 12 | 25 | 17 | 4 | 0 | #DIV/0!
2013-12-25 | 2013-12-25 18:01 | 2013 | 12 | 25 | 18 | 4 | 0 | #DIV/0!
2013-12-25 | 2013-12-25 19:01 | 2013 | 12 | 25 | 19 | 4 | 0 | #DIV/0!
2013-12-25 | 2013-12-25 20:01 | 2013 | 12 | 25 | 20 | 4 | 0 | #DIV/0!
2013-12-25 | 2013-12-25 21:01 | 2013 | 12 | 25 | 21 | 4 | 0 | #DIV/0!
2013-12-25 | 2013-12-25 22:01 | 2013 | 12 | 25 | 22 | 4 | 0 | #DIV/0!
2013-12-25 | 2013-12-25 23:01 | 2013 | 12 | 25 | 23 | 4 | 0 | #DIV/0!
2013-12-26 | 2013-12-26 00:01 | 2013 | 12 | 26 | 24 | 5 | 0 | #DIV/0!
2013-12-26 | 2013-12-26 01:01 | 2013 | 12 | 26 | 1 | 5 | 0 | #DIV/0!
2013-12-26 | 2013-12-26 02:01 | 2013 | 12 | 26 | 2 | 5 | 0 | #DIV/0!
2013-12-26 | 2013-12-26 03:01 | 2013 | 12 | 26 | 3 | 5 | 0 | #DIV/0!
2013-12-26 | 2013-12-26 04:01 | 2013 | 12 | 26 | 4 | 5 | 0 | #DIV/0!
2013-12-26 | 2013-12-26 05:01 | 2013 | 12 | 26 | 5 | 5 | 0 | #DIV/0!
2013-12-26 | 2013-12-26 06:01 | 2013 | 12 | 26 | 6 | 5 | 0 | #DIV/0!
2013-12-26 | 2013-12-26 07:01 | 2013 | 12 | 26 | 7 | 5 | 0 | #DIV/0!
2013-12-26 | 2013-12-26 08:01 | 2013 | 12 | 26 | 8 | 5 | 0 | #DIV/0!
2013-12-26 | 2013-12-26 09:01 | 2013 | 12 | 26 | 9 | 5 | 0 | #DIV/0!
2013-12-26 | 2013-12-26 10:01 | 2013 | 12 | 26 | 10 | 5 | 0 | #DIV/0!
2013-12-26 | 2013-12-26 11:01 | 2013 | 12 | 26 | 11 | 5 | 0 | #DIV/0!
2013-12-26 | 2013-12-26 12:01 | 2013 | 12 | 26 | 12 | 5 | 0 | #DIV/0!
2013-12-26 | 2013-12-26 13:01 | 2013 | 12 | 26 | 13 | 5 | 0 | #DIV/0!
2013-12-26 | 2013-12-26 14:01 | 2013 | 12 | 26 | 14 | 5 | 0 | #DIV/0!
2013-12-26 | 2013-12-26 15:01 | 2013 | 12 | 26 | 15 | 5 | 0 | #DIV/0!
2013-12-26 | 2013-12-26 16:01 | 2013 | 12 | 26 | 16 | 5 | 0 | #DIV/0!
2013-12-26 | 2013-12-26 17:01 | 2013 | 12 | 26 | 17 | 5 | 0 | #DIV/0!
2013-12-26 | 2013-12-26 18:01 | 2013 | 12 | 26 | 18 | 5 | 0 | #DIV/0!
2013-12-26 | 2013-12-26 19:01 | 2013 | 12 | 26 | 19 | 5 | 0 | #DIV/0!
2013-12-26 | 2013-12-26 20:01 | 2013 | 12 | 26 | 20 | 5 | 0 | #DIV/0!
2013-12-26 | 2013-12-26 21:01 | 2013 | 12 | 26 | 21 | 5 | 0 | #DIV/0!
2013-12-26 | 2013-12-26 22:01 | 2013 | 12 | 26 | 22 | 5 | 0 | #DIV/0!
2013-12-26 | 2013-12-26 23:01 | 2013 | 12 | 26 | 23 | 5 | 0 | #DIV/0!
2013-12-27 | 2013-12-27 00:01 | 2013 | 12 | 27 | 24 | 6 | 0 | #DIV/0!
2013-12-27 | 2013-12-27 01:01 | 2013 | 12 | 27 | 1 | 6 | 0 | #DIV/0!
2013-12-27 | 2013-12-27 02:01 | 2013 | 12 | 27 | 2 | 6 | 0 | #DIV/0!
2013-12-27 | 2013-12-27 03:01 | 2013 | 12 | 27 | 3 | 6 | 0 | #DIV/0!
2013-12-27 | 2013-12-27 04:01 | 2013 | 12 | 27 | 4 | 6 | 0 | #DIV/0!
2013-12-27 | 2013-12-27 05:01 | 2013 | 12 | 27 | 5 | 6 | 0 | #DIV/0!
2013-12-27 | 2013-12-27 06:01 | 2013 | 12 | 27 | 6 | 6 | 0 | #DIV/0!
2013-12-27 | 2013-12-27 07:01 | 2013 | 12 | 27 | 7 | 6 | 0 | #DIV/0!
2013-12-27 | 2013-12-27 08:01 | 2013 | 12 | 27 | 8 | 6 | 0 | #DIV/0!
2013-12-27 | 2013-12-27 09:01 | 2013 | 12 | 27 | 9 | 6 | 0 | #DIV/0!
2013-12-27 | 2013-12-27 10:01 | 2013 | 12 | 27 | 10 | 6 | 0 | #DIV/0!
2013-12-27 | 2013-12-27 11:01 | 2013 | 12 | 27 | 11 | 6 | 0 | #DIV/0!
2013-12-27 | 2013-12-27 12:01 | 2013 | 12 | 27 | 12 | 6 | 0 | #DIV/0!
2013-12-27 | 2013-12-27 13:01 | 2013 | 12 | 27 | 13 | 6 | 0 | #DIV/0!
2013-12-27 | 2013-12-27 14:01 | 2013 | 12 | 27 | 14 | 6 | 0 | #DIV/0!
2013-12-27 | 2013-12-27 15:01 | 2013 | 12 | 27 | 15 | 6 | 0 | #DIV/0!
2013-12-27 | 2013-12-27 16:01 | 2013 | 12 | 27 | 16 | 6 | 0 | #DIV/0!
2013-12-27 | 2013-12-27 17:01 | 2013 | 12 | 27 | 17 | 6 | 0 | #DIV/0!
2013-12-27 | 2013-12-27 18:01 | 2013 | 12 | 27 | 18 | 6 | 0 | #DIV/0!
2013-12-27 | 2013-12-27 19:01 | 2013 | 12 | 27 | 19 | 6 | 0 | #DIV/0!
2013-12-27 | 2013-12-27 20:01 | 2013 | 12 | 27 | 20 | 6 | 0 | #DIV/0!
2013-12-27 | 2013-12-27 21:01 | 2013 | 12 | 27 | 21 | 6 | 0 | #DIV/0!
2013-12-27 | 2013-12-27 22:01 | 2013 | 12 | 27 | 22 | 6 | 0 | #DIV/0!
2013-12-27 | 2013-12-27 23:01 | 2013 | 12 | 27 | 23 | 6 | 0 | #DIV/0!
2013-12-28 | 2013-12-28 00:01 | 2013 | 12 | 28 | 24 | 7 | 0 | #DIV/0!
2013-12-28 | 2013-12-28 01:01 | 2013 | 12 | 28 | 1 | 7 | 0 | #DIV/0!
2013-12-28 | 2013-12-28 02:01 | 2013 | 12 | 28 | 2 | 7 | 0 | #DIV/0!
2013-12-28 | 2013-12-28 03:01 | 2013 | 12 | 28 | 3 | 7 | 0 | #DIV/0!
2013-12-28 | 2013-12-28 04:01 | 2013 | 12 | 28 | 4 | 7 | 0 | #DIV/0!
2013-12-28 | 2013-12-28 05:01 | 2013 | 12 | 28 | 5 | 7 | 0 | #DIV/0!
2013-12-28 | 2013-12-28 06:01 | 2013 | 12 | 28 | 6 | 7 | 0 | #DIV/0!
2013-12-28 | 2013-12-28 07:01 | 2013 | 12 | 28 | 7 | 7 | 0 | #DIV/0!
2013-12-28 | 2013-12-28 08:01 | 2013 | 12 | 28 | 8 | 7 | 0 | #DIV/0!
2013-12-28 | 2013-12-28 09:01 | 2013 | 12 | 28 | 9 | 7 | 0 | #DIV/0!
2013-12-28 | 2013-12-28 10:01 | 2013 | 12 | 28 | 10 | 7 | 0 | #DIV/0!
2013-12-28 | 2013-12-28 11:01 | 2013 | 12 | 28 | 11 | 7 | 0 | #DIV/0!
2013-12-28 | 2013-12-28 12:01 | 2013 | 12 | 28 | 12 | 7 | 0 | #DIV/0!
2013-12-28 | 2013-12-28 13:01 | 2013 | 12 | 28 | 13 | 7 | 0 | #DIV/0!
2013-12-28 | 2013-12-28 14:01 | 2013 | 12 | 28 | 14 | 7 | 0 | #DIV/0!
2013-12-28 | 2013-12-28 15:01 | 2013 | 12 | 28 | 15 | 7 | 0 | #DIV/0!
2013-12-28 | 2013-12-28 16:01 | 2013 | 12 | 28 | 16 | 7 | 0 | #DIV/0!
2013-12-28 | 2013-12-28 17:01 | 2013 | 12 | 28 | 17 | 7 | 0 | #DIV/0!
2013-12-28 | 2013-12-28 18:01 | 2013 | 12 | 28 | 18 | 7 | 0 | #DIV/0!
2013-12-28 | 2013-12-28 19:01 | 2013 | 12 | 28 | 19 | 7 | 0 | #DIV/0!
2013-12-28 | 2013-12-28 20:01 | 2013 | 12 | 28 | 20 | 7 | 0 | #DIV/0!
2013-12-28 | 2013-12-28 21:01 | 2013 | 12 | 28 | 21 | 7 | 0 | #DIV/0!
2013-12-28 | 2013-12-28 22:01 | 2013 | 12 | 28 | 22 | 7 | 0 | #DIV/0!
2013-12-28 | 2013-12-28 23:01 | 2013 | 12 | 28 | 23 | 7 | 0 | #DIV/0!
2013-12-29 | 2013-12-29 00:01 | 2013 | 12 | 29 | 24 | 1 | 0 | #DIV/0!
2013-12-29 | 2013-12-29 01:01 | 2013 | 12 | 29 | 1 | 1 | 0 | #DIV/0!
2013-12-29 | 2013-12-29 02:01 | 2013 | 12 | 29 | 2 | 1 | 0 | #DIV/0!
2013-12-29 | 2013-12-29 03:01 | 2013 | 12 | 29 | 3 | 1 | 0 | #DIV/0!
2013-12-29 | 2013-12-29 04:01 | 2013 | 12 | 29 | 4 | 1 | 0 | #DIV/0!
2013-12-29 | 2013-12-29 05:01 | 2013 | 12 | 29 | 5 | 1 | 0 | #DIV/0!
2013-12-29 | 2013-12-29 06:01 | 2013 | 12 | 29 | 6 | 1 | 0 | #DIV/0!
2013-12-29 | 2013-12-29 07:01 | 2013 | 12 | 29 | 7 | 1 | 0 | #DIV/0!
2013-12-29 | 2013-12-29 08:01 | 2013 | 12 | 29 | 8 | 1 | 0 | #DIV/0!
2013-12-29 | 2013-12-29 09:01 | 2013 | 12 | 29 | 9 | 1 | 0 | #DIV/0!
2013-12-29 | 2013-12-29 10:01 | 2013 | 12 | 29 | 10 | 1 | 0 | #DIV/0!
2013-12-29 | 2013-12-29 11:01 | 2013 | 12 | 29 | 11 | 1 | 0 | #DIV/0!
2013-12-29 | 2013-12-29 12:01 | 2013 | 12 | 29 | 12 | 1 | 0 | #DIV/0!
2013-12-29 | 2013-12-29 13:01 | 2013 | 12 | 29 | 13 | 1 | 0 | #DIV/0!
2013-12-29 | 2013-12-29 14:01 | 2013 | 12 | 29 | 14 | 1 | 0 | #DIV/0!
2013-12-29 | 2013-12-29 15:01 | 2013 | 12 | 29 | 15 | 1 | 0 | #DIV/0!
2013-12-29 | 2013-12-29 16:01 | 2013 | 12 | 29 | 16 | 1 | 0 | #DIV/0!
2013-12-29 | 2013-12-29 17:01 | 2013 | 12 | 29 | 17 | 1 | 0 | #DIV/0!
2013-12-29 | 2013-12-29 18:01 | 2013 | 12 | 29 | 18 | 1 | 0 | #DIV/0!
2013-12-29 | 2013-12-29 19:01 | 2013 | 12 | 29 | 19 | 1 | 0 | #DIV/0!
2013-12-29 | 2013-12-29 20:01 | 2013 | 12 | 29 | 20 | 1 | 0 | #DIV/0!
2013-12-29 | 2013-12-29 21:01 | 2013 | 12 | 29 | 21 | 1 | 0 | #DIV/0!
2013-12-29 | 2013-12-29 22:01 | 2013 | 12 | 29 | 22 | 1 | 0 | #DIV/0!
2013-12-29 | 2013-12-29 23:01 | 2013 | 12 | 29 | 23 | 1 | 0 | #DIV/0!
2013-12-30 | 2013-12-30 00:01 | 2013 | 12 | 30 | 24 | 2 | 0 | #DIV/0!
2013-12-30 | 2013-12-30 01:01 | 2013 | 12 | 30 | 1 | 2 | 0 | #DIV/0!
2013-12-30 | 2013-12-30 02:01 | 2013 | 12 | 30 | 2 | 2 | 0 | #DIV/0!
2013-12-30 | 2013-12-30 03:01 | 2013 | 12 | 30 | 3 | 2 | 0 | #DIV/0!
2013-12-30 | 2013-12-30 04:01 | 2013 | 12 | 30 | 4 | 2 | 0 | #DIV/0!
2013-12-30 | 2013-12-30 05:01 | 2013 | 12 | 30 | 5 | 2 | 0 | #DIV/0!
2013-12-30 | 2013-12-30 06:01 | 2013 | 12 | 30 | 6 | 2 | 0 | #DIV/0!
2013-12-30 | 2013-12-30 07:01 | 2013 | 12 | 30 | 7 | 2 | 0 | #DIV/0!
2013-12-30 | 2013-12-30 08:01 | 2013 | 12 | 30 | 8 | 2 | 0 | #DIV/0!
2013-12-30 | 2013-12-30 09:01 | 2013 | 12 | 30 | 9 | 2 | 0 | #DIV/0!
2013-12-30 | 2013-12-30 10:01 | 2013 | 12 | 30 | 10 | 2 | 0 | #DIV/0!
2013-12-30 | 2013-12-30 11:01 | 2013 | 12 | 30 | 11 | 2 | 0 | #DIV/0!
2013-12-30 | 2013-12-30 12:01 | 2013 | 12 | 30 | 12 | 2 | 0 | #DIV/0!
2013-12-30 | 2013-12-30 13:01 | 2013 | 12 | 30 | 13 | 2 | 0 | #DIV/0!
2013-12-30 | 2013-12-30 14:01 | 2013 | 12 | 30 | 14 | 2 | 0 | #DIV/0!
2013-12-30 | 2013-12-30 15:01 | 2013 | 12 | 30 | 15 | 2 | 0 | #DIV/0!
2013-12-30 | 2013-12-30 16:01 | 2013 | 12 | 30 | 16 | 2 | 0 | #DIV/0!
2013-12-30 | 2013-12-30 17:01 | 2013 | 12 | 30 | 17 | 2 | 0 | #DIV/0!
2013-12-30 | 2013-12-30 18:01 | 2013 | 12 | 30 | 18 | 2 | 0 | #DIV/0!
2013-12-30 | 2013-12-30 19:01 | 2013 | 12 | 30 | 19 | 2 | 0 | #DIV/0!
2013-12-30 | 2013-12-30 20:01 | 2013 | 12 | 30 | 20 | 2 | 0 | #DIV/0!
2013-12-30 | 2013-12-30 21:01 | 2013 | 12 | 30 | 21 | 2 | 0 | #DIV/0!
2013-12-30 | 2013-12-30 22:01 | 2013 | 12 | 30 | 22 | 2 | 0 | #DIV/0!
2013-12-30 | 2013-12-30 23:01 | 2013 | 12 | 30 | 23 | 2 | 0 | #DIV/0!
2013-12-31 | 2013-12-31 00:01 | 2013 | 12 | 31 | 24 | 3 | 0 | #DIV/0!
2013-12-31 | 2013-12-31 01:01 | 2013 | 12 | 31 | 1 | 3 | 0 | #DIV/0!
2013-12-31 | 2013-12-31 02:01 | 2013 | 12 | 31 | 2 | 3 | 0 | #DIV/0!
2013-12-31 | 2013-12-31 03:01 | 2013 | 12 | 31 | 3 | 3 | 0 | #DIV/0!
2013-12-31 | 2013-12-31 04:01 | 2013 | 12 | 31 | 4 | 3 | 0 | #DIV/0!
2013-12-31 | 2013-12-31 05:01 | 2013 | 12 | 31 | 5 | 3 | 0 | #DIV/0!
2013-12-31 | 2013-12-31 06:01 | 2013 | 12 | 31 | 6 | 3 | 0 | #DIV/0!
2013-12-31 | 2013-12-31 07:01 | 2013 | 12 | 31 | 7 | 3 | 0 | #DIV/0!
2013-12-31 | 2013-12-31 08:01 | 2013 | 12 | 31 | 8 | 3 | 0 | #DIV/0!
2013-12-31 | 2013-12-31 09:01 | 2013 | 12 | 31 | 9 | 3 | 0 | #DIV/0!
2013-12-31 | 2013-12-31 10:01 | 2013 | 12 | 31 | 10 | 3 | 0 | #DIV/0!
2013-12-31 | 2013-12-31 11:01 | 2013 | 12 | 31 | 11 | 3 | 0 | #DIV/0!
2013-12-31 | 2013-12-31 12:01 | 2013 | 12 | 31 | 12 | 3 | 0 | #DIV/0!
2013-12-31 | 2013-12-31 13:01 | 2013 | 12 | 31 | 13 | 3 | 0 | #DIV/0!
2013-12-31 | 2013-12-31 14:01 | 2013 | 12 | 31 | 14 | 3 | 0 | #DIV/0!
2013-12-31 | 2013-12-31 15:01 | 2013 | 12 | 31 | 15 | 3 | 0 | #DIV/0!
2013-12-31 | 2013-12-31 16:01 | 2013 | 12 | 31 | 16 | 3 | 0 | #DIV/0!
2013-12-31 | 2013-12-31 17:01 | 2013 | 12 | 31 | 17 | 3 | 0 | #DIV/0!
2013-12-31 | 2013-12-31 18:01 | 2013 | 12 | 31 | 18 | 3 | 0 | #DIV/0!
2013-12-31 | 2013-12-31 19:01 | 2013 | 12 | 31 | 19 | 3 | 0 | #DIV/0!
2013-12-31 | 2013-12-31 20:01 | 2013 | 12 | 31 | 20 | 3 | 0 | #DIV/0!
2013-12-31 | 2013-12-31 21:01 | 2013 | 12 | 31 | 21 | 3 | 0 | #DIV/0!
2013-12-31 | 2013-12-31 22:01 | 2013 | 12 | 31 | 22 | 3 | 0 | #DIV/0!
2013-12-31 | 2013-12-31 23:01 | 2013 | 12 | 31 | 23 | 3 | 0 | #DIV/0!
2014-01-01 | 2014-01-01 00:01 | 2014 | 1 | 1 | 24 | 4 | 0 | #DIV/0!
Formulas:
Date = DATE([Year],[Month],[Day])